## Fixtures
189 Limber Pine Fixtures
Last Updated on 02/02/2014
| Electrical Boxes 1-Gang Old Work | Electrical Boxes 1-Gang New Work | Plates F Conn & RJ-45 White | Plates F Conn White | Plates RJ-45 White | Plates Blank White 1-Gang | 120V 15A Duplex Receptacles White TR | Duplex Receptacle Plates White 1-Gang | Floor 120V 15A Receptacles | 120V 15A GFCI Receptacles White TR | Weather Resistant 120V 15A GFCI TR Receptacles | Weatherproof Receptacle Covers | GFCI Wall Plates White 1-Gang | 120 VAC Light Fixtures | 120V Keyless Lampholders White | Juno 6” White Recessed Ceiling Trim | Juno 5” White Recessed Ceiling Trim | Juno 6” White Recessed Shower Trim | 120V Single Pole Switches White | 120V 3-Way Switches White | 120V 4-Way Switches White | Wall Switch Plates 1-Gang | Wall Switch Plates 2-Gang | Wall Switch Plates 3-Gang | Wall Switch Plates 4-Gang | Switch Plates White 1-Gang | Switch Plates White 2-Gang | Switch Plates White 3-Gang | Switch Plates White 4-Gang | 120V 20A SPST Circuit Breaker | 120V 20A CAFCI Circuit Breaker | 240V 20A DPDT Circuit Breaker | 240V 50A DPDT Circuit Breaker | 120V Ceiling Fan Switch White | 120V 3-Way Light Dimmer White | 130V 60W Bulb | 130V 100W Bulb | 130W 65W BR30 Flood Lamp | 120V Wired Smoke Detectors | 120V Wired Smoke/CO Detectors | 240V Surface Mount Range Receptacle 4-Pong | 240V 2000W Wall Heater White | 240V 1500W Wall Heater White | 240V 1000W Wall Heater White | 240V Wall Thermostat White | Kiln Panel & Disconnect | Door Chime Kit | Fluorescent 24” Wrap Light | Toilet Connections | Sinks Connections | Shower Connections | Tub Connections | Propane Gas Connections | Misc
Basement
Media Room |  | 7 |  |  |  | 7 | 6 | 6 | [7 empty] | 6 | [14 empty] | 1 |  |  | 1 | 1 |  |  | 6 | [15 empty] | Ceiling Fan?
Wet Bar | [6 empty] | 3 | 3 |  | 1 |  |  | 1 | [16 empty] | 2 | GFI Protected | [22 empty] | U/C Refrigerator on separate circuit
Bedroom 5 |  | 1 | 1 |  |  |  | 5 | 5 | [5 empty] | 1 |  |  |  |  | 1 |  |  | 1 |  |  |  | 1 |  |  |  |  | 1 |  |  |  |  | 3 |  |  | 1
Bath | [9 empty] | 1 |  |  | 1 | 1 |  |  |  |  | 3 |  |  | 1 | 1 |  |  | 1 | 1 |  |  | 1 | GFI Protected |  |  |  |  | 2 |  | 2 | [10 empty] | 1 | 1 | 1 |  |  | Fan or Fan/Light Combo?
Storage Big Rm |  | 2 | 2 |  |  |  | 4 | 4 | [6 empty] | 2 |  |  |  | 1 |  |  | 1 |  |  |  | 1 |  |  |  |  | 1 | [5 empty] | 2
Storage Sm Rm | [6 empty] | 4 | 4 | [6 empty] | 2 |  |  |  | 1 |  |  | 1 |  |  |  | 1 |  |  |  |  | CAFCI Protected | [5 empty] | 1
Mechanical | [6 empty] | 3 | 3 |  | 1 |  |  | 1 | 1 | 1 |  |  |  | 1 |  |  | 1 |  |  |  | 1 |  |  |  | 1 | GFI Protected | [5 empty] | 1 |  | 1 | [13 empty] | 1 | Smoke Detector
Boiler (Heating) | [29 empty] | 1 | 15 amp Fuse
A/V Closet | [6 empty] | 3 | 3 |  | 1 |  |  | 1 | [16 empty] | 1
Hall | [6 empty] | 1 | 1 | [5 empty] | 3 |  |  |  |  | 3 | 1 | 1 | 1 |  |  | 1 | 1 | 1 |  | 1 |  | 1 |  |  |  |  | 9 |  |  |  | 1
Stairs | [18 empty] | 1 | 2 |  | 1 | 1 |  |  | 1 |  |  |  |  | CAFCI Protected | [5 empty] | 1 | [16 empty] | Wall Mounted Stair Light Fixture
Sump Pump | [9 empty] | 1 |  |  | 1 | [16 empty] | 1
Soffits (Exterior) | [10 empty] | 2 | 2 | [17 empty] | 1
Crawl Space
Subtotal | 0 | 10 | 3 | 0 | 0 | 7 | 29 | 29 | 0 | 5 | 2 | 2 | 5 | 6 | 5 | 6 |  | 0 | 10 | 1 | 1 | 6 | 1 | 0 | 1 | 7 | 2 | 0 | 1 | 8 | 4 | 0 | 0 | 1 | 1 | 14 | 4 | 8 | 2 | 1 | 0 | 0 |  |  | 0 | 0 | 0 |  | 1 | 1 | 1 | 0 | 1
1st Floor
Living (Great Rm) | 2 |  | 1 |  |  | 1 | 7 | 7 | 1 | [6 empty] | 6 |  |  | 4 |  |  |  | 1 | 1 |  |  | 1 | 1 |  |  | 2 |  |  | 1 |  |  |  | 6 | [14 empty] | 1 | Brass?
Dining | [6 empty] | 3 | 3 | [5 empty] | 1 | [5 empty] | 5 |  |  | 1 | 1 |  |  | 1 | 1 |  |  | CAFCI Protected |  |  |  | 1 | 5 | [17 empty] | 3-Way Dimmer
Kitchen | 1 |  | 1 |  |  |  | 5 | 5 |  | 2 |  |  | 2 | 4 |  | 6 |  |  | 1 | 2 |  | 1 | 1 |  |  | 1 | 1 |  |  | 2 | 1 |  |  |  |  | 3 |  | 6 | [11 empty] | 2 |  |  | 1 | Fluorescent Closet Light
Refrigerator | [6 empty] | 1 | 1 | [21 empty] | 1
Micro & Hood | [6 empty] | 1 | 1 | [21 empty] | 1
Range | [6 empty] | 1 | 1 | [24 empty] | 1 | [7 empty] | 1 | [12 empty] | 50 Amp
Dishwasher | [6 empty] | 1 | 1 | [23 empty] | 0.5 | [21 empty] | ½ 20 A DPST
Garbage Disp | [6 empty] | 1 | 1 | [17 empty] | Air | [5 empty] | 0.5 | [21 empty] | ½ 20 A DPST Switch?
Office/Bedroom 6 | 4 |  |  | 1 | 3 |  | 1 | 1 | [5 empty] | 1 |  |  |  |  | 1 | [6 empty] | 1 |  |  |  |  | 1 |  |  |  |  | 3 |  |  | 1
Foyer & Closet | [6 empty] | 3 | 3 | [5 empty] | 1 |  |  |  |  | 2 | 2 |  | 2 | 2 |  |  | 2 | 1 |  |  |  | CAFCI Protected |  |  |  |  | 3 |  |  | 1 | [14 empty] | Fluorescent Closet Light
Master Bedroom | 2 |  | 1 |  | 1 |  | 6 | 6 | [5 empty] | 2 |  | 2 |  |  | 4 | 1 |  | 4 | 1 |  |  | 2 | 1 |  |  |  | 1 |  |  | 1 |  | 6 |  | 2 | 1
Master Bath | [6 empty] | 1 | 1 |  | 1 |  |  | 1 | 2 |  | 1 | 1 | 1 | 6 |  |  | 2 | 2 |  |  | 3 | 2 |  |  | 1 | CAFCI Protected |  |  |  |  | 6 |  | 4 | [10 empty] | 1 | 2 | 1 | 1 |  | No Shower Head in Tub
Walk-in Closet | [6 empty] | 1 | 1 | [5 empty] | 1 |  |  |  |  | 1 |  |  | 2 |  |  |  | 1 | [9 empty] | 3
Powder Room | [9 empty] | 1 |  |  | 1 | 2 |  |  |  |  | 2 |  |  |  | 1 |  |  |  | 1 |  |  | 1 | GFI Protected |  |  |  |  | 2 |  | 1 | [10 empty] | 1 | 1
Laundry/Mud | [6 empty] | 3 | 3 |  | 1 |  |  | 1 | 2 | [5 empty] | 2 |  | 2 |  |  |  | 2 |  |  |  | 1 | GFI Protected |  |  |  |  | 6 | [13 empty] | 1 |  |  | 1 | Dryer?
Garage 2 Car | [6 empty] | 4 | 4 |  | 2 |  |  | 2 |  | 2 |  |  |  | 2 | 2 |  |  | 2 |  |  |  | 2 |  |  | 1 | [6 empty] | 2 | [15 empty] | 1
Garage/Shop | [6 empty] | 4 | 4 |  | 2 |  |  | 2 |  | 1 |  |  |  | 2 |  |  | 2 |  |  |  | 1 |  |  |  | 2 | GFI Protected | [5 empty] | 1 | [8 empty] | 1 |  |  |  | 1 |  |  |  | Kiln Hard Wired to 125 amp Disconnect
Stairs Up | [13 empty] | 1 | [5 empty] | 1 | 1 |  | 1 |  |  |  | 1 |  |  |  | CAFCI Protected |  |  |  |  | 2 | [17 empty] | Wall Mounted Stair's Light Fixture
Stairs Down | [13 empty] | 1 | [5 empty] | 1 |  | 1 |  |  |  | 1 |  |  |  |  | CAFCI Protected | [22 empty] | Wall Mounted Stair's Light Fixture
Hall | [6 empty] | 1 | 1 |  | 1 |  |  | 1 | 3 | [5 empty] | 2 | 1 | 3 |  |  |  | 3 |  |  |  |  | 1 |  |  |  |  | 9 |  |  |  | 1 | [6 empty] | 1
Subtotal | 9 |  | 3 | 1 | 4 | 1 | 44 | 44 | 1 | 10 | 0 | 0 | 10 | 21 | 3 | 15 | 1 | 1 | 25 | 18 | 2 | 19 | 12 | 2 | 0 | 17 | 11 | 2 | 0 | 10 | 6 | 1 | 1 | 2 | 1 | 48 | 3 | 19 | 3 | 1 | 1 | 0 |  |  | 0 | 1 | 1 | 0 | 2 | 7 | 1 | 1 | 4
2nd Floor
Bedroom 2 (S) | 1 |  | 1 |  |  |  | 5 | 5 | [5 empty] | 1 |  |  |  |  | 1 |  |  | 1 |  |  |  | 1 |  |  |  |  | 1 | 1 |  |  |  | 3 |  |  | 1 |  |  |  | 1 |  | 1 | [8 empty] | 1500W Heater
J&J Bath | [6 empty] | 1 | 1 |  | 1 |  |  | 1 | 2 |  |  |  |  | 1 | 2 |  | 1 | 2 |  |  | 1 | 1 |  |  | 1 | GFI Protected |  |  |  |  | 6 |  | 1 | [5 empty] | 1 | 1 |  |  |  | 1 | 2 | 1 | 1 |  | 750W Heater
Bedroom 3 (E) | 1 |  | 1 |  |  |  | 5 | 5 | [5 empty] | 1 |  |  |  |  | 1 |  |  | 1 |  |  |  | 1 |  |  |  |  | 1 |  |  |  |  | 3 |  |  | 1 |  |  |  | 1 |  | 1 | [8 empty] | 1500W Heater
Bedroom 4 (N) | 1 |  | 1 |  |  |  | 5 | 5 | [5 empty] | 2 |  |  |  |  | 2 |  |  | 2 |  |  |  | 2 | [5 empty] | 1 |  |  |  | 3 |  |  | 1 |  |  |  |  | 1 | 1 | [8 empty] | Fluorescent Closet Light, 1250W Heater
2nd Floor Bath (N) | [9 empty] | 1 |  |  | 1 | 1 |  |  |  |  | 2 |  |  |  | 2 |  |  |  | 1 |  |  | 1 | GFI Protected |  |  |  |  | 3 |  | 1 | [5 empty] | 1 | 1 |  |  |  | 1 | 1 | 1 | 1 |  | 500W Heater
Media Room | 9 |  | 1 |  |  | 8 | 6 | 6 | [5 empty] | 1 |  |  |  |  | 1 |  |  | 1 |  |  |  | 1 |  |  |  |  | 1 |  |  |  |  | 3 | [5 empty] | 1 |  |  | 1 | [8 empty] | 2000W Heater
Hall | [6 empty] | 2 | 2 | [5 empty] | 3 | [5 empty] | 2 | 1 | 3 |  |  |  | 3 |  |  |  |  | 1 |  |  |  |  | 9 |  |  |  | 1
Attic SW | [6 empty] | 1 | 1 | [5 empty] | 1 | 1 |  |  |  | 1 |  |  | 1 |  |  |  | 1 | [10 empty] | 1
Stairs | [6 empty] | 1 | 1 | [11 empty] | 1 | 1 |  | 1 |  |  |  | 1
Storage East | [13 empty] | 1 | 1 |  |  |  | 1 |  |  | 1 |  |  |  | 1 | [10 empty] | 1
Storage West | [13 empty] | 1 | 1 |  |  |  | 1 |  |  | 1 |  |  |  | 1 | [10 empty] | 1
Subtotal | 12 |  | 4 | 0 | 0 | 8 | 26 | 26 | 0 | 2 | 0 | 0 | 2 | 14 | 3 | 0 | 0 | 0 | 11 | 5 | 2 | 12 | 5 | 0 | 0 | 12 | 3 | 0 | 0 | 2 | 4 | 2 | 0 | 0 | 0 | 30 | 3 | 2 | 3 | 1 | 0 | 1 | 2 | 3 | 6 | 0 | 0 |  | 2 | 3 | 2 | 2 | 0
Exterior
Front Porch | [10 empty] | 2 | 2 |  | 5 |  | 5 | [14 empty] | GFI Protected | [6 empty] | 5
Rear Porch | [10 empty] | 2 | 2 |  | 5 | s | 5 | [14 empty] | GFI Protected | [6 empty] | 5 | [15 empty] | Hot Tub Hard Wired to Disconnect
Garage | [10 empty] | 1 | 1 |  | 2 | [16 empty] | GFI Protected
Man Door | [10 empty] | 1 | 1 |  | 1 | [16 empty] | GFI Protected
Subtotal | 0 |  | 0 | 0 | 0 | 0 | 0 | 0 | 0 | 0 | 6 | 6 | 0 | 13 | 0 | 10 | 0 | 0 | 0 | 0 | 0 | 0 | 0 | 0 | 0 | 0 | 0 | 0 | 0 | 0 | 0 | 0 | 0 | 0 | 0 | 0 | 0 | 10 | 0 | 0 | 0 | 0 | 0 | 0 | 0 | 0 | 0 |  | 0 | 0 | 0 | 0 | 0
Total | 21 | 10 | 10 | 1 | 4 | 16 | 99 | 99 | 1 | 17 | 8 | 8 | 17 | 54 | 11 | 31 | 1 | 1 | 46 | 24 | 5 | 37 | 18 | 2 | 1 | 36 | 16 | 2 | 1 | 20 | 14 | 3 | 1 | 3 | 2 | 92 | 10 | 39 | 8 | 3 | 1 | 1 | 2 | 3 | 6 | 1 | 1 |  | 5 | 11 | 4 | 3 | 5
Purchased | [6 empty] | 20 |  |  | 6 |  |  |  |  | 12 | 0 | 0 |  | 20 | 6 | [9 empty] | 10 | 0 | 0 | 0 |  |  | 24 |  | 24
Balance | 21 | 10 | 10 | 1 | 4 | 16 | 79 | 99 | 1 | 11 | 8 | 8 | 17 | 54 | -1 | 31 | 1 | 1 | 26 | 18 | 5 | 37 | 18 | 2 | 1 | 36 | 16 | 2 | 1 | 10 | 14 | 3 | 1 | 3 | 2 | 68 | 10 | 15 | 8 | 3 | 1 | 1 | 2 | 3 | 6 | 1 | 1 | 2 | 5 | 11 | 4 | 3 | 5
Notes:
1. All Plates, Tamper Resistant Receptacles & Switches are White.
[15 empty] | Keyless Lampholders | Juno 28W-WH | Juno 215W-WH | Juno 239-WH | [11 empty] | Square D HOM120CP | Square D HOM120CAFIC | Square D HOM220CP | Square D HOM250CP | [5 empty] | First Alert 9120B | First Alert SC9120B | 50A Surface Mount | Cadet Com-Pak Plus CSC202TW | Cadet Com-Pak Plus CSC152TW | Cadet Com-Pak Plus CSC102TW | Cadet T410B-W Thermostat | GE 125 amp 6-space Panel | Heath Zenith
Home Depot | 20.58 | 7.8 |  |  |  |  | 107.91 | 19.701 | 37.97 | 169.32 | 147.92 | 58.96 | 8.33 |  | 24.12 |  |  |  | 22.54 | 27.6 | 49.95 | 7.363 | 17.46 | 2.7 | 2.49 | 7.164 | 13.968 | 2.43 | 2.241 | 69.6 | 531.58 | 25.74 | 8.58 | 44.97 | 19.94 |  |  |  | 119.76 | 143.91 | 10.512 | 116 | 232 | 345 | 119.88 | 24.77 | 19.87 | 24.97
Lowe's | 18.522 | 1.71 |  |  |  | 8.496 | 86.3379 | 17.7309 | 30.573 | 188.649 | 136.584 | 38.52 | 10.3428 |  | 22.532 | 498.852 | 24.98 |  | 15.4008 | 26.352 | 51.66 | 14.06 | 22.32 | 3.52 | 1.76 | 7.164 | 17.856 | 3.168 | 2.403 | 62.64 | 478.422 | 22.275 | 7.425 | 35.019 | 23.346 | 25.449 |  | 27.7875 | 88.119 | 122.796 | 12.97 | 104.4 | 208.8 | 313.2 | 216 | 16.983 | 12.114 | 27.98
Amazon | [6 empty] | 93.654 | 49.5 | 40.35 | 216.58 | 136 | 47.76 | 10.268 |  |  |  |  | 43.95 | 20.608 | 35.76 | 49.65 | [8 empty] | 129.6 |  |  |  | 40.44 | 19.98 | 34.4617 |  | 90.87 | 96.82 | 107.52 | [5 empty] | 18.7 | 15.95
eBay | [10 empty] | 136
Lowest Online |  |  | 24.5 | 2.45 | 3.12 | [10 empty] | 495.69 |  | 23.54 | [12 empty] | 489.86
Note on A5: Nailed into a stud
Note on A6: Installed in existing sheet rock wall
Note on A7: For Garbage Disposal
Note on A8: For Garbage Disposal
Note on A9: For Garbage Disposal
Note on A16: Includes Small Storage Rm (Office), Hall, & Stairs
Note on A38: Includes Heat for BR 3 (E) & J&J Bathroom
Note on A39: Includes Heat for BR 3 (E) & J&J Bathroom
Note on A40: Includes Heat for BR 3 (E) & J&J Bathroom
Note on A41: Includes Heat for BR 3 (E) & J&J Bathroom
Note on A42: Includes Heat for Bath for BR4 & Media Rm
Note on A43: Includes Heat for Bath for BR4 & Media Rm
Note on A44: Includes Heat for Bath for BR4 & Media Rm
Note on A49: Includes Heat for BR 3 (E) & J&J Bathroom
Note on A50: Includes Heat for BR 3 (E) & J&J Bathroom
Note on A52: Includes Heat for Bath for BR4 & Media Rm
Note on A53: Includes Heat for Bath for BR4 & Media Rm
Note on B23: For Juno IC23W Housing
Note on B24: For Juno IC23W Housing
Note on B25: For Juno IC20W ??? Housing
Note on C20: For Soffits
Note on D37: Hot Tub
Note on D74: Monoprice.com Plus S&H
Note on D85: Monoprice.com Plus S&H
Note on E74: Monoprice.com Plus S&H
Note on E85: Monoprice.com Plus S&H
Note on F14: Shed
Note on F15: Shed
Note on F26: Shed
Note on F29: Shed
Note on F74: Monoprice.com Plus S&H
Note on F85: Monoprice.com Plus S&H
Note on G71: Cooper Wiring 2129W-SP-L
Note on G82: Cooper Wiring 2129W-SP-L
Note on H70: Leviton M22-T5320-WMP 10-Pack
Note on H71: Cooper Wiring TR270 10-Pack
Note on H72: Leviton M22-05320-WMP 10-Pack
Note on H81: Leviton M22-T5320-WMP 10-Pack
Note on H82: Cooper Wiring TR270 10-Pack
Note on H83: Leviton M22-05320-WMP 10-Pack
Note on I70: Leviton M24-88003-WMP 10-Pack
Note on I71: Cooper Wiring 2132W-L
Note on I72: Leviton 88003-WMP 10-Pack
Note on I81: Leviton M24-88003-WMP 10-Pack
Note on I82: Cooper Wiring 2132W-L
Note on I83: Leviton 88003-WMP 10-Pack
Note on J70: Raco 6239BP
Note on J71: Raco 19920
Note on J72: Raco 6239BP
Note on J81: Raco 6239BP
Note on J82: Raco 19920
Note on J83: Raco 6239BP
Note on K70: Leviton M12-X7599-R3W 3-Pack
Note on K71: Cooper Wiring TRVGF15W-3 3-Pack
Note on K72: Leviton X7599-W
Note on K81: Leviton M12-X7599-R3W 3-Pack
Note on K82: Cooper Wiring TRVGF15W-3 3-Pack
Note on K83: Leviton X7599-W
Note on L70: Leviton R62-W7599-TKW
Note on L71: Cooper Wiring TWRVGF15W
Note on L72: Leviton Receptacle WT599-W
Note on L73: Leviton Receptacle WT599-W
Note on L81: Leviton R62-W7599-TKW
Note on L82: Cooper Wiring TWRVGF15W
Note on L83: Leviton Receptacle WT599-W
Note on L84: Leviton Receptacle WT599-W
Note on M10: Add S&H
Note on M11: Add S&H
Note on M12: Add S&H
Note on M13: Add S&H
Note on M70: Bell MM420C
Note on M71: Cooper Wiring S3966W-SP
Note on M72: Taymac MM410C
Note on M81: Bell MM420C
Note on M82: Cooper Wiring S3966W-SP
Note on M83: Taymac MM410C
Note on N70: Leviton M24-80401-WMP 10-Pack
Note on N71: Cooper Wiring 5151W-SP-L 10-Pack
Note on N72: Leviton M02-80401-WMP
Note on N81: Leviton M24-80401-WMP 10-Pack
Note on N82: Cooper Wiring 5151W-SP-L 10-Pack
Note on N83: Leviton M02-80401-WMP
Note on O30: Fluorescent Workbench Light
Note on O41: Fluorescent Workbench Light
Note on P71: Cooper Wiring 357B
Note on P82: Cooper Wiring 357B
Note on Q69: For Juno IC23W Housing
Note on Q74: readywholesaleelectric.com Plus S&H
Note on Q80: For Juno IC23W Housing
Note on Q85: readywholesaleelectric.com Plus S&H
Note on S69: For Juno IC23W Housing
Note on S74: electricbargainstores.com Plus S&H
Note on S80: For Juno IC23W Housing
Note on S85: electricbargainstores.com Plus S&H
Note on T70: Leviton M24-01451-2WM 10-Pack
Note on T71: Cooper Wiring 1301-7W
Note on T72: Leviton 1451-2W 10-Pack
Note on T81: Leviton M24-01451-2WM 10-Pack
Note on T82: Cooper Wiring 1301-7W
Note on T83: Leviton 1451-2W 10-Pack
Note on U70: Leviton M22-01453-2WM 6-Pack
Note on U71: Cooper Wiring 1303-7W-L 10-Pack
Note on U72: Pass & Seymour 663WGCP
Note on U81: Leviton M22-01453-2WM 6-Pack
Note on U82: Cooper Wiring 1303-7W-L 10-Pack
Note on U83: Pass & Seymour 663WGCP
Note on V70: Leviton R62-0CSB4-2WS 20 Amp
Note on V71: Cooper Wiring CSB20AC4-WCC6
Note on V72: Leviton 54504-2W
Note on V81: Leviton R62-0CSB4-2WS 20 Amp
Note on V82: Cooper Wiring CSB20AC4-WCC6
Note on V83: Leviton 54504-2W
Note on W71: Pass & Seymour TP1WCP10 10-Pack
Note on W82: Pass & Seymour TP1WCP10 10-Pack
Note on X70: Levitron R52-88009-00W
Note on X71: Pass & Seymour TP2WCC30
Note on X81: Levitron R52-88009-00W
Note on X82: Pass & Seymour TP2WCC30
Note on Y70: Leviton R52-88011-00W
Note on Y71: Pass & Seymour TP3WCC12
Note on Y81: Leviton R52-88011-00W
Note on Y82: Pass & Seymour TP3WCC12
Note on Z70: Leviton R52-00PJ4-00W
Note on Z71: Pass & Seymour TP3WCC12
Note on Z81: Leviton R52-00PJ4-00W
Note on Z82: Pass & Seymour TP3WCC12
Note on AA70: Leviton M24-88001-WMP
Note on AA71: Pass & Seymour SP8-WCP10
Note on AA81: Leviton M24-88001-WMP
Note on AA82: Pass & Seymour SP8-WCP10
Note on AB70: Leviton R52-88009-00W
Note on AB71: Leviton R52-88009-00W
Note on AB81: Leviton R52-88009-00W
Note on AB82: Leviton R52-88009-00W
Note on AC70: Leviton R52-88011-00W
Note on AC71: Pass & Seymour TP3WCC12
Note on AC81: Leviton R52-88011-00W
Note on AC82: Pass & Seymour TP3WCC12
Note on AD70: Leviton R52-00PJ4-00W
Note on AD71: Pass & Seymour TP4WCC10
Note on AD81: Leviton R52-00PJ4-00W
Note on AD82: Pass & Seymour TP4WCC10
Note on AF41: BR North & South
Note on AF52: BR North & South
Note on AI70: Westinghouse 7787200
Note on AI71: Lutron 155213
Note on AI72: Leviton RTF01-10W
Note on AI81: Westinghouse 7787200
Note on AI82: Lutron 155213
Note on AI83: Leviton RTF01-10W
Note on AJ70: Lutron D-603PGH-DK
Note on AJ71: Lutron 70751
Note on AJ72: Lutron TG-600PH-WH
Note on AJ81: Lutron D-603PGH-DK
Note on AJ82: Lutron 70751
Note on AJ83: Lutron TG-600PH-WH
Note on AK72: SYLVANIA 10489
Note on AK83: SYLVANIA 10489
Note on AM72: Sylvania 15172
Note on AM83: Sylvania 15172
Note on AP70: Cooper Wiring 1212
Note on AP71: Utilitech 2206
Note on AP81: Cooper Wiring 1212
Note on AP82: Utilitech 2206
Note on AU70: TLM612SCUDP
Note on AU71: TLM612FCUD
Note on AU72: TLM612FCUD
Note on AU81: TLM612SCUDP
Note on AU82: TLM612FCUD
Note on AU83: TLM612FCUD
Note on AV70: DW-907
Note on AV71: 95B-B
Note on AV72: 101
Note on AV81: DW-907
Note on AV82: 95B-B
Note on AV83: 101
Note on AW70: Lithonia CUC8 17 120 LP S1 M4
Note on AW71: Utilitech WP217RNKLLU
Note on AW81: Lithonia CUC8 17 120 LP S1 M4
Note on AW82: Utilitech WP217RNKLLU
Note on BA10: Waterproof Shower Light Fixture
Note on A38: Includes Heat for BR 3 (E) & J&J Bathroom
Note on A39: Includes Heat for BR 3 (E) & J&J Bathroom
Note on A40: Includes Heat for BR 3 (E) & J&J Bathroom
Note on A41: Includes Heat for BR 3 (E) & J&J Bathroom
Note on A42: Includes Heat for Bath for BR4 & Media Rm
Note on A43: Includes Heat for Bath for BR4 & Media Rm
Note on A44: Includes Heat for Bath for BR4 & Media Rm
Note on A49: Includes Heat for BR 3 (E) & J&J Bathroom
Note on A50: Includes Heat for BR 3 (E) & J&J Bathroom
Note on A52: Includes Heat for Bath for BR4 & Media Rm
Note on A53: Includes Heat for Bath for BR4 & Media Rm
Note on D37: Hot Tub
Note on D74: Monoprice.com Plus S&H
Note on D85: Monoprice.com Plus S&H
Note on E74: Monoprice.com Plus S&H
Note on E85: Monoprice.com Plus S&H
Note on F26: Shed
Note on F74: Monoprice.com Plus S&H
Note on F85: Monoprice.com Plus S&H
Note on G71: Cooper Wiring 2129W-SP-L
Note on G82: Cooper Wiring 2129W-SP-L
Note on H70: Leviton M22-T5320-WMP 10-Pack
Note on H71: Cooper Wiring TR270 10-Pack
Note on H72: Leviton M22-05320-WMP 10-Pack
Note on H81: Leviton M22-T5320-WMP 10-Pack
Note on H82: Cooper Wiring TR270 10-Pack
Note on H83: Leviton M22-05320-WMP 10-Pack
Note on I70: Leviton M24-88003-WMP 10-Pack
Note on I71: Cooper Wiring 2132W-L
Note on I72: Leviton 88003-WMP 10-Pack
Note on I81: Leviton M24-88003-WMP 10-Pack
Note on I82: Cooper Wiring 2132W-L
Note on I83: Leviton 88003-WMP 10-Pack
Note on J70: Raco 6239BP
Note on J71: Raco 19920
Note on J72: Raco 6239BP
Note on J81: Raco 6239BP
Note on J82: Raco 19920
Note on J83: Raco 6239BP
Note on K70: Leviton M12-X7599-R3W 3-Pack
Note on K71: Cooper Wiring TRVGF15W-3 3-Pack
Note on K72: Leviton X7599-W
Note on K81: Leviton M12-X7599-R3W 3-Pack
Note on K82: Cooper Wiring TRVGF15W-3 3-Pack
Note on K83: Leviton X7599-W
Note on L70: Leviton R62-W7599-TKW
Note on L71: Cooper Wiring TWRVGF15W
Note on L72: Leviton Receptacle WT599-W
Note on L73: Leviton Receptacle WT599-W
Note on L81: Leviton R62-W7599-TKW
Note on L82: Cooper Wiring TWRVGF15W
Note on L83: Leviton Receptacle WT599-W
Note on L84: Leviton Receptacle WT599-W
Note on M10: Add S&H
Note on M11: Add S&H
Note on M12: Add S&H
Note on M13: Add S&H
Note on M70: Bell MM420C
Note on M71: Cooper Wiring S3966W-SP
Note on M72: Taymac MM410C
Note on M81: Bell MM420C
Note on M82: Cooper Wiring S3966W-SP
Note on M83: Taymac MM410C
Note on N70: Leviton M24-80401-WMP 10-Pack
Note on N71: Cooper Wiring 5151W-SP-L 10-Pack
Note on N72: Leviton M02-80401-WMP
Note on N81: Leviton M24-80401-WMP 10-Pack
Note on N82: Cooper Wiring 5151W-SP-L 10-Pack
Note on N83: Leviton M02-80401-WMP
Note on O30: Fluorescent Workbench Light
Note on O41: Fluorescent Workbench Light
Note on P71: Cooper Wiring 357B
Note on P82: Cooper Wiring 357B
Note on Q69: For Juno IC23W Housing
Note on Q74: readywholesaleelectric.com Plus S&H
Note on Q80: For Juno IC23W Housing
Note on Q85: readywholesaleelectric.com Plus S&H
Note on S69: For Juno IC23W Housing
Note on S74: electricbargainstores.com Plus S&H
Note on S80: For Juno IC23W Housing
Note on S85: electricbargainstores.com Plus S&H
Note on T70: Leviton M24-01451-2WM 10-Pack
Note on T71: Cooper Wiring 1301-7W
Note on T72: Leviton 1451-2W 10-Pack
Note on T81: Leviton M24-01451-2WM 10-Pack
Note on T82: Cooper Wiring 1301-7W
Note on T83: Leviton 1451-2W 10-Pack
Note on U70: Leviton M22-01453-2WM 6-Pack
Note on U71: Cooper Wiring 1303-7W-L 10-Pack
Note on U72: Pass & Seymour 663WGCP
Note on U81: Leviton M22-01453-2WM 6-Pack
Note on U82: Cooper Wiring 1303-7W-L 10-Pack
Note on U83: Pass & Seymour 663WGCP
Note on V70: Leviton R62-0CSB4-2WS 20 Amp
Note on V71: Cooper Wiring CSB20AC4-WCC6
Note on V72: Leviton 54504-2W
Note on V81: Leviton R62-0CSB4-2WS 20 Amp
Note on V82: Cooper Wiring CSB20AC4-WCC6
Note on V83: Leviton 54504-2W
Note on W71: Pass & Seymour TP1WCP10 10-Pack
Note on W82: Pass & Seymour TP1WCP10 10-Pack
Note on X70: Levitron R52-88009-00W
Note on X71: Pass & Seymour TP2WCC30
Note on X81: Levitron R52-88009-00W
Note on X82: Pass & Seymour TP2WCC30
Note on Y70: Leviton R52-88011-00W
Note on Y71: Pass & Seymour TP3WCC12
Note on Y81: Leviton R52-88011-00W
Note on Y82: Pass & Seymour TP3WCC12
Note on Z70: Leviton R52-00PJ4-00W
Note on Z71: Pass & Seymour TP3WCC12
Note on Z81: Leviton R52-00PJ4-00W
Note on Z82: Pass & Seymour TP3WCC12
Note on AA70: Leviton M24-88001-WMP
Note on AA71: Pass & Seymour SP8-WCP10
Note on AA81: Leviton M24-88001-WMP
Note on AA82: Pass & Seymour SP8-WCP10
Note on AB70: Leviton R52-88009-00W
Note on AB71: Leviton R52-88009-00W
Note on AB81: Leviton R52-88009-00W
Note on AB82: Leviton R52-88009-00W
Note on AC70: Leviton R52-88011-00W
Note on AC71: Pass & Seymour TP3WCC12
Note on AC81: Leviton R52-88011-00W
Note on AC82: Pass & Seymour TP3WCC12
Note on AD70: Leviton R52-00PJ4-00W
Note on AD71: Pass & Seymour TP4WCC10
Note on AD81: Leviton R52-00PJ4-00W
Note on AD82: Pass & Seymour TP4WCC10
Note on AF41: BR North & South
Note on AF52: BR North & South
Note on AI70: Westinghouse 7787200
Note on AI71: Lutron 155213
Note on AI72: Leviton RTF01-10W
Note on AI81: Westinghouse 7787200
Note on AI82: Lutron 155213
Note on AI83: Leviton RTF01-10W
Note on AJ70: Lutron D-603PGH-DK
Note on AJ71: Lutron 70751
Note on AJ72: Lutron TG-600PH-WH
Note on AJ81: Lutron D-603PGH-DK
Note on AJ82: Lutron 70751
Note on AJ83: Lutron TG-600PH-WH
Note on AK72: SYLVANIA 10489
Note on AK83: SYLVANIA 10489
Note on AM72: Sylvania 15172
Note on AM83: Sylvania 15172
Note on AP70: Cooper Wiring 1212
Note on AP71: Utilitech 2206
Note on AP81: Cooper Wiring 1212
Note on AP82: Utilitech 2206
Note on AU70: TLM612SCUDP
Note on AU71: TLM612FCUD
Note on AU72: TLM612FCUD
Note on AU81: TLM612SCUDP
Note on AU82: TLM612FCUD
Note on AU83: TLM612FCUD
Note on AV70: DW-907
Note on AV71: 95B-B
Note on AV72: 101
Note on AV81: DW-907
Note on AV82: 95B-B
Note on AV83: 101
Note on AW70: Lithonia CUC8 17 120 LP S1 M4
Note on AW71: Utilitech WP217RNKLLU
Note on AW81: Lithonia CUC8 17 120 LP S1 M4
Note on AW82: Utilitech WP217RNKLLU
Note on BA10: Waterproof Shower Light Fixture
Note on AZ10: Waterproof Shower Light Fixture
Note on A5: Nailed into a stud
Note on A6: Installed in existing sheet rock wall
Note on A7: For Garbage Disposal
Note on A8: For Garbage Disposal
Note on A9: For Garbage Disposal
Note on A16: Includes Small Storage Rm (Office), Hall, & Stairs
Note on A38: Includes Heat for BR 3 (E) & J&J Bathroom
Note on A39: Includes Heat for BR 3 (E) & J&J Bathroom
Note on A40: Includes Heat for BR 3 (E) & J&J Bathroom
Note on A41: Includes Heat for BR 3 (E) & J&J Bathroom
Note on A42: Includes Heat for Bath for BR4 & Media Rm
Note on A43: Includes Heat for Bath for BR4 & Media Rm
Note on A44: Includes Heat for Bath for BR4 & Media Rm
Note on A49: Includes Heat for BR 3 (E) & J&J Bathroom
Note on A50: Includes Heat for BR 3 (E) & J&J Bathroom
Note on A52: Includes Heat for Bath for BR4 & Media Rm
Note on A53: Includes Heat for Bath for BR4 & Media Rm
Note on B23: For Juno IC23W Housing
Note on B24: For Juno IC23W Housing
Note on B25: For Juno IC20W ??? Housing
Note on C20: For Soffits
Note on D37: Hot Tub
Note on F14: Shed
Note on F15: Shed
Note on F26: Shed
Note on F29: Shed
Note on M10: Add S&H
Note on M11: Add S&H
Note on M12: Add S&H
Note on M13: Add S&H
Note on O30: Fluorescent Workbench Light
Note on O41: Fluorescent Workbench Light
Note on AF41: BR North & South
Note on AF52: BR North & South
Note on BA10: Waterproof Shower Light Fixture
Note on BA10: Waterproof Shower Light Fixture

## Main Panel
Main Electrical Panel – Square D Homeline 200 Amp
(in Garage/Workshop)
CB# | Circuit | CB Type | Voltage | CB Size | Protection
1 | Master Bedroom | CAFCI | 120 | 20 | CAFCI
2 | Living Lights & Entry | CAFCI | 120 | 20 | CAFCI
3 | Office | CAFCI | 120 | 20 | CAFCI
4 | Living Receptacles | CAFCI | 120 | 20 | CAFCI
5 | Master Bath Lights | CAFCI | 120 | 20 | CAFCI
6 | Laundry, Hall & Stairs | CAFCI | 120 | 20 | CAFCI
7 | BR 4 (N) | CAFCI | 120 | 20 | CAFCI
8 | BR 2 (S) & BR 3 (E) | CAFCI | 120 | 20 | CAFCI
9 | Kitchen 3 Lights | CAFCI | 120 | 20 | CAFCI
10 | Media (Bonus) Room Up | CAFCI | 120 | 20 | CAFCI
11 | Kitchen Refrigerator | SPST | 120 | 20
12 | Garage Heater | SPST | 120 | 15 | Single Outlet
13 | Kitchen 1 Receptacles | SPST | 120 | 20 | GFCI
14 | Garage West Receptacles | SPST | 120 | 20 | GFCI
15 | Kitchen 2 Receptacles | SPST | 120 | 20 | GFCI
16 | Laundry & Washer | SPST | 120 | 20 | GFCI
17 | Microwave & Hood | SPST | 120 | 20
18 | Main (S) Bath Up | SPST | 120 | 20 | GFCI
19 | Master Bath Receptacles | SPST | 120 | 20 | GFCI
20 | Laundry & Outside Recept | SPST | 120 | 20 | GFCI
21 | Garage Lights & Door | SPST | 120 | 20 | GFCI
22 | Dish W – Garb D (D.D.) | SPST | 120 | 20
23 | Shed & Garage East Recept | SPST | 120 | 20 | GFCI
24 | Powder Bath Room Main Fl | SPST | 120 | 20 | GFCI
25 | Power (BR 4) Room Up | SPST | 120 | 20 | GFCI
27 | Kitchen 3 Lights (Temp) | SPST | 120 | 20
26 & 28 | BR 2 (S) & BR 3 (E) Heat | DPST | 240 | 20
29 & 31 | Hot Tub GE 125 A Sub Panel | DPST | 240 | 60
30 & 32 | BR 4 (N) & Bath Heat | DPST | 240 | 20
Total
| Square D HOM120CAFIC | CAFCI | 120 | 20 | 10
| Square D HOM120CP | SPST | 120 | 20 | 12
| Leviton M12-X7599 | GFCI | 120 | 15 | 11
| Leviton WT599-W | GFCI | 120 | 15 | 6
| Juno 28W-WH | Trim |  |  | 25
| Juno 239WH | WP Trim |  |  | 1
| First Alert 9120B | Smoke Det | 120 |  | 6
| First Alert | Smoke/CO | 120 |  | 3
| WP Receptacle Covers |  |  |  | 2
Note on A5: Nailed into a stud
Note on A6: Installed in existing sheet rock wall
Note on A7: For Garbage Disposal
Note on A8: For Garbage Disposal
Note on A9: For Garbage Disposal
Note on A16: Includes Small Storage Rm (Office), Hall, & Stairs
Note on A38: Includes Heat for BR 3 (E) & J&J Bathroom
Note on A39: Includes Heat for BR 3 (E) & J&J Bathroom
Note on A40: Includes Heat for BR 3 (E) & J&J Bathroom
Note on A41: Includes Heat for BR 3 (E) & J&J Bathroom
Note on A42: Includes Heat for Bath for BR4 & Media Rm
Note on A43: Includes Heat for Bath for BR4 & Media Rm
Note on A44: Includes Heat for Bath for BR4 & Media Rm
Note on A49: Includes Heat for BR 3 (E) & J&J Bathroom
Note on A50: Includes Heat for BR 3 (E) & J&J Bathroom
Note on A52: Includes Heat for Bath for BR4 & Media Rm
Note on A53: Includes Heat for Bath for BR4 & Media Rm
Note on B23: For Juno IC23W Housing
Note on B24: For Juno IC23W Housing
Note on B25: For Juno IC20W ??? Housing
Note on C20: For Soffits
Note on D37: Hot Tub
Note on D74: Monoprice.com Plus S&H
Note on D85: Monoprice.com Plus S&H
Note on E74: Monoprice.com Plus S&H
Note on E85: Monoprice.com Plus S&H
Note on F14: Shed
Note on F15: Shed
Note on F26: Shed
Note on F29: Shed
Note on F74: Monoprice.com Plus S&H
Note on F85: Monoprice.com Plus S&H
Note on G71: Cooper Wiring 2129W-SP-L
Note on G82: Cooper Wiring 2129W-SP-L
Note on H70: Leviton M22-T5320-WMP 10-Pack
Note on H71: Cooper Wiring TR270 10-Pack
Note on H72: Leviton M22-05320-WMP 10-Pack
Note on H81: Leviton M22-T5320-WMP 10-Pack
Note on H82: Cooper Wiring TR270 10-Pack
Note on H83: Leviton M22-05320-WMP 10-Pack
Note on I70: Leviton M24-88003-WMP 10-Pack
Note on I71: Cooper Wiring 2132W-L
Note on I72: Leviton 88003-WMP 10-Pack
Note on I81: Leviton M24-88003-WMP 10-Pack
Note on I82: Cooper Wiring 2132W-L
Note on I83: Leviton 88003-WMP 10-Pack
Note on J70: Raco 6239BP
Note on J71: Raco 19920
Note on J72: Raco 6239BP
Note on J81: Raco 6239BP
Note on J82: Raco 19920
Note on J83: Raco 6239BP
Note on K70: Leviton M12-X7599-R3W 3-Pack
Note on K71: Cooper Wiring TRVGF15W-3 3-Pack
Note on K72: Leviton X7599-W
Note on K81: Leviton M12-X7599-R3W 3-Pack
Note on K82: Cooper Wiring TRVGF15W-3 3-Pack
Note on K83: Leviton X7599-W
Note on L70: Leviton R62-W7599-TKW
Note on L71: Cooper Wiring TWRVGF15W
Note on L72: Leviton Receptacle WT599-W
Note on L73: Leviton Receptacle WT599-W
Note on L81: Leviton R62-W7599-TKW
Note on L82: Cooper Wiring TWRVGF15W
Note on L83: Leviton Receptacle WT599-W
Note on L84: Leviton Receptacle WT599-W
Note on M10: Add S&H
Note on M11: Add S&H
Note on M12: Add S&H
Note on M13: Add S&H
Note on M70: Bell MM420C
Note on M71: Cooper Wiring S3966W-SP
Note on M72: Taymac MM410C
Note on M81: Bell MM420C
Note on M82: Cooper Wiring S3966W-SP
Note on M83: Taymac MM410C
Note on N70: Leviton M24-80401-WMP 10-Pack
Note on N71: Cooper Wiring 5151W-SP-L 10-Pack
Note on N72: Leviton M02-80401-WMP
Note on N81: Leviton M24-80401-WMP 10-Pack
Note on N82: Cooper Wiring 5151W-SP-L 10-Pack
Note on N83: Leviton M02-80401-WMP
Note on O30: Fluorescent Workbench Light
Note on O41: Fluorescent Workbench Light
Note on P71: Cooper Wiring 357B
Note on P82: Cooper Wiring 357B
Note on Q69: For Juno IC23W Housing
Note on Q74: readywholesaleelectric.com Plus S&H
Note on Q80: For Juno IC23W Housing
Note on Q85: readywholesaleelectric.com Plus S&H
Note on S69: For Juno IC23W Housing
Note on S74: electricbargainstores.com Plus S&H
Note on S80: For Juno IC23W Housing
Note on S85: electricbargainstores.com Plus S&H
Note on T70: Leviton M24-01451-2WM 10-Pack
Note on T71: Cooper Wiring 1301-7W
Note on T72: Leviton 1451-2W 10-Pack
Note on T81: Leviton M24-01451-2WM 10-Pack
Note on T82: Cooper Wiring 1301-7W
Note on T83: Leviton 1451-2W 10-Pack
Note on U70: Leviton M22-01453-2WM 6-Pack
Note on U71: Cooper Wiring 1303-7W-L 10-Pack
Note on U72: Pass & Seymour 663WGCP
Note on U81: Leviton M22-01453-2WM 6-Pack
Note on U82: Cooper Wiring 1303-7W-L 10-Pack
Note on U83: Pass & Seymour 663WGCP
Note on V70: Leviton R62-0CSB4-2WS 20 Amp
Note on V71: Cooper Wiring CSB20AC4-WCC6
Note on V72: Leviton 54504-2W
Note on V81: Leviton R62-0CSB4-2WS 20 Amp
Note on V82: Cooper Wiring CSB20AC4-WCC6
Note on V83: Leviton 54504-2W
Note on W71: Pass & Seymour TP1WCP10 10-Pack
Note on W82: Pass & Seymour TP1WCP10 10-Pack
Note on X70: Levitron R52-88009-00W
Note on X71: Pass & Seymour TP2WCC30
Note on X81: Levitron R52-88009-00W
Note on X82: Pass & Seymour TP2WCC30
Note on Y70: Leviton R52-88011-00W
Note on Y71: Pass & Seymour TP3WCC12
Note on Y81: Leviton R52-88011-00W
Note on Y82: Pass & Seymour TP3WCC12
Note on Z70: Leviton R52-00PJ4-00W
Note on Z71: Pass & Seymour TP3WCC12
Note on Z81: Leviton R52-00PJ4-00W
Note on Z82: Pass & Seymour TP3WCC12
Note on AA70: Leviton M24-88001-WMP
Note on AA71: Pass & Seymour SP8-WCP10
Note on AA81: Leviton M24-88001-WMP
Note on AA82: Pass & Seymour SP8-WCP10
Note on AB70: Leviton R52-88009-00W
Note on AB71: Leviton R52-88009-00W
Note on AB81: Leviton R52-88009-00W
Note on AB82: Leviton R52-88009-00W
Note on AC70: Leviton R52-88011-00W
Note on AC71: Pass & Seymour TP3WCC12
Note on AC81: Leviton R52-88011-00W
Note on AC82: Pass & Seymour TP3WCC12
Note on AD70: Leviton R52-00PJ4-00W
Note on AD71: Pass & Seymour TP4WCC10
Note on AD81: Leviton R52-00PJ4-00W
Note on AD82: Pass & Seymour TP4WCC10
Note on AF41: BR North & South
Note on AF52: BR North & South
Note on AI70: Westinghouse 7787200
Note on AI71: Lutron 155213
Note on AI72: Leviton RTF01-10W
Note on AI81: Westinghouse 7787200
Note on AI82: Lutron 155213
Note on AI83: Leviton RTF01-10W
Note on AJ70: Lutron D-603PGH-DK
Note on AJ71: Lutron 70751
Note on AJ72: Lutron TG-600PH-WH
Note on AJ81: Lutron D-603PGH-DK
Note on AJ82: Lutron 70751
Note on AJ83: Lutron TG-600PH-WH
Note on AK72: SYLVANIA 10489
Note on AK83: SYLVANIA 10489
Note on AM72: Sylvania 15172
Note on AM83: Sylvania 15172
Note on AP70: Cooper Wiring 1212
Note on AP71: Utilitech 2206
Note on AP81: Cooper Wiring 1212
Note on AP82: Utilitech 2206
Note on AU70: TLM612SCUDP
Note on AU71: TLM612FCUD
Note on AU72: TLM612FCUD
Note on AU81: TLM612SCUDP
Note on AU82: TLM612FCUD
Note on AU83: TLM612FCUD
Note on AV70: DW-907
Note on AV71: 95B-B
Note on AV72: 101
Note on AV81: DW-907
Note on AV82: 95B-B
Note on AV83: 101
Note on AW70: Lithonia CUC8 17 120 LP S1 M4
Note on AW71: Utilitech WP217RNKLLU
Note on AW81: Lithonia CUC8 17 120 LP S1 M4
Note on AW82: Utilitech WP217RNKLLU
Note on BA10: Waterproof Shower Light Fixture
Note on A38: Includes Heat for BR 3 (E) & J&J Bathroom
Note on A39: Includes Heat for BR 3 (E) & J&J Bathroom
Note on A40: Includes Heat for BR 3 (E) & J&J Bathroom
Note on A41: Includes Heat for BR 3 (E) & J&J Bathroom
Note on A42: Includes Heat for Bath for BR4 & Media Rm
Note on A43: Includes Heat for Bath for BR4 & Media Rm
Note on A44: Includes Heat for Bath for BR4 & Media Rm
Note on A49: Includes Heat for BR 3 (E) & J&J Bathroom
Note on A50: Includes Heat for BR 3 (E) & J&J Bathroom
Note on A52: Includes Heat for Bath for BR4 & Media Rm
Note on A53: Includes Heat for Bath for BR4 & Media Rm
Note on D37: Hot Tub
Note on D74: Monoprice.com Plus S&H
Note on D85: Monoprice.com Plus S&H
Note on E74: Monoprice.com Plus S&H
Note on E85: Monoprice.com Plus S&H
Note on F26: Shed
Note on F74: Monoprice.com Plus S&H
Note on F85: Monoprice.com Plus S&H
Note on G71: Cooper Wiring 2129W-SP-L
Note on G82: Cooper Wiring 2129W-SP-L
Note on H70: Leviton M22-T5320-WMP 10-Pack
Note on H71: Cooper Wiring TR270 10-Pack
Note on H72: Leviton M22-05320-WMP 10-Pack
Note on H81: Leviton M22-T5320-WMP 10-Pack
Note on H82: Cooper Wiring TR270 10-Pack
Note on H83: Leviton M22-05320-WMP 10-Pack
Note on I70: Leviton M24-88003-WMP 10-Pack
Note on I71: Cooper Wiring 2132W-L
Note on I72: Leviton 88003-WMP 10-Pack
Note on I81: Leviton M24-88003-WMP 10-Pack
Note on I82: Cooper Wiring 2132W-L
Note on I83: Leviton 88003-WMP 10-Pack
Note on J70: Raco 6239BP
Note on J71: Raco 19920
Note on J72: Raco 6239BP
Note on J81: Raco 6239BP
Note on J82: Raco 19920
Note on J83: Raco 6239BP
Note on K70: Leviton M12-X7599-R3W 3-Pack
Note on K71: Cooper Wiring TRVGF15W-3 3-Pack
Note on K72: Leviton X7599-W
Note on K81: Leviton M12-X7599-R3W 3-Pack
Note on K82: Cooper Wiring TRVGF15W-3 3-Pack
Note on K83: Leviton X7599-W
Note on L70: Leviton R62-W7599-TKW
Note on L71: Cooper Wiring TWRVGF15W
Note on L72: Leviton Receptacle WT599-W
Note on L73: Leviton Receptacle WT599-W
Note on L81: Leviton R62-W7599-TKW
Note on L82: Cooper Wiring TWRVGF15W
Note on L83: Leviton Receptacle WT599-W
Note on L84: Leviton Receptacle WT599-W
Note on M10: Add S&H
Note on M11: Add S&H
Note on M12: Add S&H
Note on M13: Add S&H
Note on M70: Bell MM420C
Note on M71: Cooper Wiring S3966W-SP
Note on M72: Taymac MM410C
Note on M81: Bell MM420C
Note on M82: Cooper Wiring S3966W-SP
Note on M83: Taymac MM410C
Note on N70: Leviton M24-80401-WMP 10-Pack
Note on N71: Cooper Wiring 5151W-SP-L 10-Pack
Note on N72: Leviton M02-80401-WMP
Note on N81: Leviton M24-80401-WMP 10-Pack
Note on N82: Cooper Wiring 5151W-SP-L 10-Pack
Note on N83: Leviton M02-80401-WMP
Note on O30: Fluorescent Workbench Light
Note on O41: Fluorescent Workbench Light
Note on P71: Cooper Wiring 357B
Note on P82: Cooper Wiring 357B
Note on Q69: For Juno IC23W Housing
Note on Q74: readywholesaleelectric.com Plus S&H
Note on Q80: For Juno IC23W Housing
Note on Q85: readywholesaleelectric.com Plus S&H
Note on S69: For Juno IC23W Housing
Note on S74: electricbargainstores.com Plus S&H
Note on S80: For Juno IC23W Housing
Note on S85: electricbargainstores.com Plus S&H
Note on T70: Leviton M24-01451-2WM 10-Pack
Note on T71: Cooper Wiring 1301-7W
Note on T72: Leviton 1451-2W 10-Pack
Note on T81: Leviton M24-01451-2WM 10-Pack
Note on T82: Cooper Wiring 1301-7W
Note on T83: Leviton 1451-2W 10-Pack
Note on U70: Leviton M22-01453-2WM 6-Pack
Note on U71: Cooper Wiring 1303-7W-L 10-Pack
Note on U72: Pass & Seymour 663WGCP
Note on U81: Leviton M22-01453-2WM 6-Pack
Note on U82: Cooper Wiring 1303-7W-L 10-Pack
Note on U83: Pass & Seymour 663WGCP
Note on V70: Leviton R62-0CSB4-2WS 20 Amp
Note on V71: Cooper Wiring CSB20AC4-WCC6
Note on V72: Leviton 54504-2W
Note on V81: Leviton R62-0CSB4-2WS 20 Amp
Note on V82: Cooper Wiring CSB20AC4-WCC6
Note on V83: Leviton 54504-2W
Note on W71: Pass & Seymour TP1WCP10 10-Pack
Note on W82: Pass & Seymour TP1WCP10 10-Pack
Note on X70: Levitron R52-88009-00W
Note on X71: Pass & Seymour TP2WCC30
Note on X81: Levitron R52-88009-00W
Note on X82: Pass & Seymour TP2WCC30
Note on Y70: Leviton R52-88011-00W
Note on Y71: Pass & Seymour TP3WCC12
Note on Y81: Leviton R52-88011-00W
Note on Y82: Pass & Seymour TP3WCC12
Note on Z70: Leviton R52-00PJ4-00W
Note on Z71: Pass & Seymour TP3WCC12
Note on Z81: Leviton R52-00PJ4-00W
Note on Z82: Pass & Seymour TP3WCC12
Note on AA70: Leviton M24-88001-WMP
Note on AA71: Pass & Seymour SP8-WCP10
Note on AA81: Leviton M24-88001-WMP
Note on AA82: Pass & Seymour SP8-WCP10
Note on AB70: Leviton R52-88009-00W
Note on AB71: Leviton R52-88009-00W
Note on AB81: Leviton R52-88009-00W
Note on AB82: Leviton R52-88009-00W
Note on AC70: Leviton R52-88011-00W
Note on AC71: Pass & Seymour TP3WCC12
Note on AC81: Leviton R52-88011-00W
Note on AC82: Pass & Seymour TP3WCC12
Note on AD70: Leviton R52-00PJ4-00W
Note on AD71: Pass & Seymour TP4WCC10
Note on AD81: Leviton R52-00PJ4-00W
Note on AD82: Pass & Seymour TP4WCC10
Note on AF41: BR North & South
Note on AF52: BR North & South
Note on AI70: Westinghouse 7787200
Note on AI71: Lutron 155213
Note on AI72: Leviton RTF01-10W
Note on AI81: Westinghouse 7787200
Note on AI82: Lutron 155213
Note on AI83: Leviton RTF01-10W
Note on AJ70: Lutron D-603PGH-DK
Note on AJ71: Lutron 70751
Note on AJ72: Lutron TG-600PH-WH
Note on AJ81: Lutron D-603PGH-DK
Note on AJ82: Lutron 70751
Note on AJ83: Lutron TG-600PH-WH
Note on AK72: SYLVANIA 10489
Note on AK83: SYLVANIA 10489
Note on AM72: Sylvania 15172
Note on AM83: Sylvania 15172
Note on AP70: Cooper Wiring 1212
Note on AP71: Utilitech 2206
Note on AP81: Cooper Wiring 1212
Note on AP82: Utilitech 2206
Note on AU70: TLM612SCUDP
Note on AU71: TLM612FCUD
Note on AU72: TLM612FCUD
Note on AU81: TLM612SCUDP
Note on AU82: TLM612FCUD
Note on AU83: TLM612FCUD
Note on AV70: DW-907
Note on AV71: 95B-B
Note on AV72: 101
Note on AV81: DW-907
Note on AV82: 95B-B
Note on AV83: 101
Note on AW70: Lithonia CUC8 17 120 LP S1 M4
Note on AW71: Utilitech WP217RNKLLU
Note on AW81: Lithonia CUC8 17 120 LP S1 M4
Note on AW82: Utilitech WP217RNKLLU
Note on BA10: Waterproof Shower Light Fixture
Note on AZ10: Waterproof Shower Light Fixture
Note on A5: Nailed into a stud
Note on A6: Installed in existing sheet rock wall
Note on A7: For Garbage Disposal
Note on A8: For Garbage Disposal
Note on A9: For Garbage Disposal
Note on A16: Includes Small Storage Rm (Office), Hall, & Stairs
Note on A38: Includes Heat for BR 3 (E) & J&J Bathroom
Note on A39: Includes Heat for BR 3 (E) & J&J Bathroom
Note on A40: Includes Heat for BR 3 (E) & J&J Bathroom
Note on A41: Includes Heat for BR 3 (E) & J&J Bathroom
Note on A42: Includes Heat for Bath for BR4 & Media Rm
Note on A43: Includes Heat for Bath for BR4 & Media Rm
Note on A44: Includes Heat for Bath for BR4 & Media Rm
Note on A49: Includes Heat for BR 3 (E) & J&J Bathroom
Note on A50: Includes Heat for BR 3 (E) & J&J Bathroom
Note on A52: Includes Heat for Bath for BR4 & Media Rm
Note on A53: Includes Heat for Bath for BR4 & Media Rm
Note on B23: For Juno IC23W Housing
Note on B24: For Juno IC23W Housing
Note on B25: For Juno IC20W ??? Housing
Note on C20: For Soffits
Note on D37: Hot Tub
Note on F14: Shed
Note on F15: Shed
Note on F26: Shed
Note on F29: Shed
Note on M10: Add S&H
Note on M11: Add S&H
Note on M12: Add S&H
Note on M13: Add S&H
Note on O30: Fluorescent Workbench Light
Note on O41: Fluorescent Workbench Light
Note on AF41: BR North & South
Note on AF52: BR North & South
Note on BA10: Waterproof Shower Light Fixture
Note on BA10: Waterproof Shower Light Fixture

## Sub Panel
Sub Electrical Panel – Square D Homeline 100 Amp
(in Mechanical Room in Basement)
CB # | Circuit | CB Type | Voltage | CB Size | Protection
1 | Basement Bedroom 5 | CAFCI | 120 | 20 | CAFCI
2 | Media Room Down | CAFCI | 120 | 20 | CAFCI
3 | Storage Room (SW) | CAFCI | 120 | 20 | CAFCI
4 | Hall, Office (Sm Storage) & Stairs | CAFCI | 120 | 20 | CAFCI
5 | Sump Pump Receptacle | SPST | 120 | 20
6 | Bar Receptacles | SPST | 120 | 20 | GFCI
7 | Bath | SPST | 120 | 20 | GFCI
8 | Mechanical Room | SPST | 120 | 20 | GFCI
9 | A/V Closet Receptacles | SPST | 120 | 20 | GFCI
10 | Boiler | SPST | 120 | 20 | 15 amp Fuse
11 | Bar Refrigerator | SPST | 120 | 20
12 | Soffit Receptacles | SPST | 120 | 20 | WR GFCI
Occupancy
| Square D HOM120CAFIC | CAFCI | 120 | 20 | 4 | 1
| Square D HOM120CP | SPST | 120 | 20 | 8 | 4
| Leviton M12-X7599 or equal | GFCI | 120 | 15 | 5 | 3
| Leviton WT599-W or equal | GFCI | 120 | 15 | 2
| Juno 28W-WH | Trim |  |  | 6
| First Alert 9120B | Smoke Det |  |  | 2
| First Alert | Smoke/CO |  |  | 1 | ?
| WP Receptacle Covers |  |  |  | 2
Note on A5: Nailed into a stud
Note on A6: Installed in existing sheet rock wall
Note on A7: For Garbage Disposal
Note on A8: For Garbage Disposal
Note on A9: For Garbage Disposal
Note on A16: Includes Small Storage Rm (Office), Hall, & Stairs
Note on A38: Includes Heat for BR 3 (E) & J&J Bathroom
Note on A39: Includes Heat for BR 3 (E) & J&J Bathroom
Note on A40: Includes Heat for BR 3 (E) & J&J Bathroom
Note on A41: Includes Heat for BR 3 (E) & J&J Bathroom
Note on A42: Includes Heat for Bath for BR4 & Media Rm
Note on A43: Includes Heat for Bath for BR4 & Media Rm
Note on A44: Includes Heat for Bath for BR4 & Media Rm
Note on A49: Includes Heat for BR 3 (E) & J&J Bathroom
Note on A50: Includes Heat for BR 3 (E) & J&J Bathroom
Note on A52: Includes Heat for Bath for BR4 & Media Rm
Note on A53: Includes Heat for Bath for BR4 & Media Rm
Note on B23: For Juno IC23W Housing
Note on B24: For Juno IC23W Housing
Note on B25: For Juno IC20W ??? Housing
Note on C20: For Soffits
Note on D37: Hot Tub
Note on D74: Monoprice.com Plus S&H
Note on D85: Monoprice.com Plus S&H
Note on E74: Monoprice.com Plus S&H
Note on E85: Monoprice.com Plus S&H
Note on F14: Shed
Note on F15: Shed
Note on F26: Shed
Note on F29: Shed
Note on F74: Monoprice.com Plus S&H
Note on F85: Monoprice.com Plus S&H
Note on G71: Cooper Wiring 2129W-SP-L
Note on G82: Cooper Wiring 2129W-SP-L
Note on H70: Leviton M22-T5320-WMP 10-Pack
Note on H71: Cooper Wiring TR270 10-Pack
Note on H72: Leviton M22-05320-WMP 10-Pack
Note on H81: Leviton M22-T5320-WMP 10-Pack
Note on H82: Cooper Wiring TR270 10-Pack
Note on H83: Leviton M22-05320-WMP 10-Pack
Note on I70: Leviton M24-88003-WMP 10-Pack
Note on I71: Cooper Wiring 2132W-L
Note on I72: Leviton 88003-WMP 10-Pack
Note on I81: Leviton M24-88003-WMP 10-Pack
Note on I82: Cooper Wiring 2132W-L
Note on I83: Leviton 88003-WMP 10-Pack
Note on J70: Raco 6239BP
Note on J71: Raco 19920
Note on J72: Raco 6239BP
Note on J81: Raco 6239BP
Note on J82: Raco 19920
Note on J83: Raco 6239BP
Note on K70: Leviton M12-X7599-R3W 3-Pack
Note on K71: Cooper Wiring TRVGF15W-3 3-Pack
Note on K72: Leviton X7599-W
Note on K81: Leviton M12-X7599-R3W 3-Pack
Note on K82: Cooper Wiring TRVGF15W-3 3-Pack
Note on K83: Leviton X7599-W
Note on L70: Leviton R62-W7599-TKW
Note on L71: Cooper Wiring TWRVGF15W
Note on L72: Leviton Receptacle WT599-W
Note on L73: Leviton Receptacle WT599-W
Note on L81: Leviton R62-W7599-TKW
Note on L82: Cooper Wiring TWRVGF15W
Note on L83: Leviton Receptacle WT599-W
Note on L84: Leviton Receptacle WT599-W
Note on M10: Add S&H
Note on M11: Add S&H
Note on M12: Add S&H
Note on M13: Add S&H
Note on M70: Bell MM420C
Note on M71: Cooper Wiring S3966W-SP
Note on M72: Taymac MM410C
Note on M81: Bell MM420C
Note on M82: Cooper Wiring S3966W-SP
Note on M83: Taymac MM410C
Note on N70: Leviton M24-80401-WMP 10-Pack
Note on N71: Cooper Wiring 5151W-SP-L 10-Pack
Note on N72: Leviton M02-80401-WMP
Note on N81: Leviton M24-80401-WMP 10-Pack
Note on N82: Cooper Wiring 5151W-SP-L 10-Pack
Note on N83: Leviton M02-80401-WMP
Note on O30: Fluorescent Workbench Light
Note on O41: Fluorescent Workbench Light
Note on P71: Cooper Wiring 357B
Note on P82: Cooper Wiring 357B
Note on Q69: For Juno IC23W Housing
Note on Q74: readywholesaleelectric.com Plus S&H
Note on Q80: For Juno IC23W Housing
Note on Q85: readywholesaleelectric.com Plus S&H
Note on S69: For Juno IC23W Housing
Note on S74: electricbargainstores.com Plus S&H
Note on S80: For Juno IC23W Housing
Note on S85: electricbargainstores.com Plus S&H
Note on T70: Leviton M24-01451-2WM 10-Pack
Note on T71: Cooper Wiring 1301-7W
Note on T72: Leviton 1451-2W 10-Pack
Note on T81: Leviton M24-01451-2WM 10-Pack
Note on T82: Cooper Wiring 1301-7W
Note on T83: Leviton 1451-2W 10-Pack
Note on U70: Leviton M22-01453-2WM 6-Pack
Note on U71: Cooper Wiring 1303-7W-L 10-Pack
Note on U72: Pass & Seymour 663WGCP
Note on U81: Leviton M22-01453-2WM 6-Pack
Note on U82: Cooper Wiring 1303-7W-L 10-Pack
Note on U83: Pass & Seymour 663WGCP
Note on V70: Leviton R62-0CSB4-2WS 20 Amp
Note on V71: Cooper Wiring CSB20AC4-WCC6
Note on V72: Leviton 54504-2W
Note on V81: Leviton R62-0CSB4-2WS 20 Amp
Note on V82: Cooper Wiring CSB20AC4-WCC6
Note on V83: Leviton 54504-2W
Note on W71: Pass & Seymour TP1WCP10 10-Pack
Note on W82: Pass & Seymour TP1WCP10 10-Pack
Note on X70: Levitron R52-88009-00W
Note on X71: Pass & Seymour TP2WCC30
Note on X81: Levitron R52-88009-00W
Note on X82: Pass & Seymour TP2WCC30
Note on Y70: Leviton R52-88011-00W
Note on Y71: Pass & Seymour TP3WCC12
Note on Y81: Leviton R52-88011-00W
Note on Y82: Pass & Seymour TP3WCC12
Note on Z70: Leviton R52-00PJ4-00W
Note on Z71: Pass & Seymour TP3WCC12
Note on Z81: Leviton R52-00PJ4-00W
Note on Z82: Pass & Seymour TP3WCC12
Note on AA70: Leviton M24-88001-WMP
Note on AA71: Pass & Seymour SP8-WCP10
Note on AA81: Leviton M24-88001-WMP
Note on AA82: Pass & Seymour SP8-WCP10
Note on AB70: Leviton R52-88009-00W
Note on AB71: Leviton R52-88009-00W
Note on AB81: Leviton R52-88009-00W
Note on AB82: Leviton R52-88009-00W
Note on AC70: Leviton R52-88011-00W
Note on AC71: Pass & Seymour TP3WCC12
Note on AC81: Leviton R52-88011-00W
Note on AC82: Pass & Seymour TP3WCC12
Note on AD70: Leviton R52-00PJ4-00W
Note on AD71: Pass & Seymour TP4WCC10
Note on AD81: Leviton R52-00PJ4-00W
Note on AD82: Pass & Seymour TP4WCC10
Note on AF41: BR North & South
Note on AF52: BR North & South
Note on AI70: Westinghouse 7787200
Note on AI71: Lutron 155213
Note on AI72: Leviton RTF01-10W
Note on AI81: Westinghouse 7787200
Note on AI82: Lutron 155213
Note on AI83: Leviton RTF01-10W
Note on AJ70: Lutron D-603PGH-DK
Note on AJ71: Lutron 70751
Note on AJ72: Lutron TG-600PH-WH
Note on AJ81: Lutron D-603PGH-DK
Note on AJ82: Lutron 70751
Note on AJ83: Lutron TG-600PH-WH
Note on AK72: SYLVANIA 10489
Note on AK83: SYLVANIA 10489
Note on AM72: Sylvania 15172
Note on AM83: Sylvania 15172
Note on AP70: Cooper Wiring 1212
Note on AP71: Utilitech 2206
Note on AP81: Cooper Wiring 1212
Note on AP82: Utilitech 2206
Note on AU70: TLM612SCUDP
Note on AU71: TLM612FCUD
Note on AU72: TLM612FCUD
Note on AU81: TLM612SCUDP
Note on AU82: TLM612FCUD
Note on AU83: TLM612FCUD
Note on AV70: DW-907
Note on AV71: 95B-B
Note on AV72: 101
Note on AV81: DW-907
Note on AV82: 95B-B
Note on AV83: 101
Note on AW70: Lithonia CUC8 17 120 LP S1 M4
Note on AW71: Utilitech WP217RNKLLU
Note on AW81: Lithonia CUC8 17 120 LP S1 M4
Note on AW82: Utilitech WP217RNKLLU
Note on BA10: Waterproof Shower Light Fixture
Note on A38: Includes Heat for BR 3 (E) & J&J Bathroom
Note on A39: Includes Heat for BR 3 (E) & J&J Bathroom
Note on A40: Includes Heat for BR 3 (E) & J&J Bathroom
Note on A41: Includes Heat for BR 3 (E) & J&J Bathroom
Note on A42: Includes Heat for Bath for BR4 & Media Rm
Note on A43: Includes Heat for Bath for BR4 & Media Rm
Note on A44: Includes Heat for Bath for BR4 & Media Rm
Note on A49: Includes Heat for BR 3 (E) & J&J Bathroom
Note on A50: Includes Heat for BR 3 (E) & J&J Bathroom
Note on A52: Includes Heat for Bath for BR4 & Media Rm
Note on A53: Includes Heat for Bath for BR4 & Media Rm
Note on D37: Hot Tub
Note on D74: Monoprice.com Plus S&H
Note on D85: Monoprice.com Plus S&H
Note on E74: Monoprice.com Plus S&H
Note on E85: Monoprice.com Plus S&H
Note on F26: Shed
Note on F74: Monoprice.com Plus S&H
Note on F85: Monoprice.com Plus S&H
Note on G71: Cooper Wiring 2129W-SP-L
Note on G82: Cooper Wiring 2129W-SP-L
Note on H70: Leviton M22-T5320-WMP 10-Pack
Note on H71: Cooper Wiring TR270 10-Pack
Note on H72: Leviton M22-05320-WMP 10-Pack
Note on H81: Leviton M22-T5320-WMP 10-Pack
Note on H82: Cooper Wiring TR270 10-Pack
Note on H83: Leviton M22-05320-WMP 10-Pack
Note on I70: Leviton M24-88003-WMP 10-Pack
Note on I71: Cooper Wiring 2132W-L
Note on I72: Leviton 88003-WMP 10-Pack
Note on I81: Leviton M24-88003-WMP 10-Pack
Note on I82: Cooper Wiring 2132W-L
Note on I83: Leviton 88003-WMP 10-Pack
Note on J70: Raco 6239BP
Note on J71: Raco 19920
Note on J72: Raco 6239BP
Note on J81: Raco 6239BP
Note on J82: Raco 19920
Note on J83: Raco 6239BP
Note on K70: Leviton M12-X7599-R3W 3-Pack
Note on K71: Cooper Wiring TRVGF15W-3 3-Pack
Note on K72: Leviton X7599-W
Note on K81: Leviton M12-X7599-R3W 3-Pack
Note on K82: Cooper Wiring TRVGF15W-3 3-Pack
Note on K83: Leviton X7599-W
Note on L70: Leviton R62-W7599-TKW
Note on L71: Cooper Wiring TWRVGF15W
Note on L72: Leviton Receptacle WT599-W
Note on L73: Leviton Receptacle WT599-W
Note on L81: Leviton R62-W7599-TKW
Note on L82: Cooper Wiring TWRVGF15W
Note on L83: Leviton Receptacle WT599-W
Note on L84: Leviton Receptacle WT599-W
Note on M10: Add S&H
Note on M11: Add S&H
Note on M12: Add S&H
Note on M13: Add S&H
Note on M70: Bell MM420C
Note on M71: Cooper Wiring S3966W-SP
Note on M72: Taymac MM410C
Note on M81: Bell MM420C
Note on M82: Cooper Wiring S3966W-SP
Note on M83: Taymac MM410C
Note on N70: Leviton M24-80401-WMP 10-Pack
Note on N71: Cooper Wiring 5151W-SP-L 10-Pack
Note on N72: Leviton M02-80401-WMP
Note on N81: Leviton M24-80401-WMP 10-Pack
Note on N82: Cooper Wiring 5151W-SP-L 10-Pack
Note on N83: Leviton M02-80401-WMP
Note on O30: Fluorescent Workbench Light
Note on O41: Fluorescent Workbench Light
Note on P71: Cooper Wiring 357B
Note on P82: Cooper Wiring 357B
Note on Q69: For Juno IC23W Housing
Note on Q74: readywholesaleelectric.com Plus S&H
Note on Q80: For Juno IC23W Housing
Note on Q85: readywholesaleelectric.com Plus S&H
Note on S69: For Juno IC23W Housing
Note on S74: electricbargainstores.com Plus S&H
Note on S80: For Juno IC23W Housing
Note on S85: electricbargainstores.com Plus S&H
Note on T70: Leviton M24-01451-2WM 10-Pack
Note on T71: Cooper Wiring 1301-7W
Note on T72: Leviton 1451-2W 10-Pack
Note on T81: Leviton M24-01451-2WM 10-Pack
Note on T82: Cooper Wiring 1301-7W
Note on T83: Leviton 1451-2W 10-Pack
Note on U70: Leviton M22-01453-2WM 6-Pack
Note on U71: Cooper Wiring 1303-7W-L 10-Pack
Note on U72: Pass & Seymour 663WGCP
Note on U81: Leviton M22-01453-2WM 6-Pack
Note on U82: Cooper Wiring 1303-7W-L 10-Pack
Note on U83: Pass & Seymour 663WGCP
Note on V70: Leviton R62-0CSB4-2WS 20 Amp
Note on V71: Cooper Wiring CSB20AC4-WCC6
Note on V72: Leviton 54504-2W
Note on V81: Leviton R62-0CSB4-2WS 20 Amp
Note on V82: Cooper Wiring CSB20AC4-WCC6
Note on V83: Leviton 54504-2W
Note on W71: Pass & Seymour TP1WCP10 10-Pack
Note on W82: Pass & Seymour TP1WCP10 10-Pack
Note on X70: Levitron R52-88009-00W
Note on X71: Pass & Seymour TP2WCC30
Note on X81: Levitron R52-88009-00W
Note on X82: Pass & Seymour TP2WCC30
Note on Y70: Leviton R52-88011-00W
Note on Y71: Pass & Seymour TP3WCC12
Note on Y81: Leviton R52-88011-00W
Note on Y82: Pass & Seymour TP3WCC12
Note on Z70: Leviton R52-00PJ4-00W
Note on Z71: Pass & Seymour TP3WCC12
Note on Z81: Leviton R52-00PJ4-00W
Note on Z82: Pass & Seymour TP3WCC12
Note on AA70: Leviton M24-88001-WMP
Note on AA71: Pass & Seymour SP8-WCP10
Note on AA81: Leviton M24-88001-WMP
Note on AA82: Pass & Seymour SP8-WCP10
Note on AB70: Leviton R52-88009-00W
Note on AB71: Leviton R52-88009-00W
Note on AB81: Leviton R52-88009-00W
Note on AB82: Leviton R52-88009-00W
Note on AC70: Leviton R52-88011-00W
Note on AC71: Pass & Seymour TP3WCC12
Note on AC81: Leviton R52-88011-00W
Note on AC82: Pass & Seymour TP3WCC12
Note on AD70: Leviton R52-00PJ4-00W
Note on AD71: Pass & Seymour TP4WCC10
Note on AD81: Leviton R52-00PJ4-00W
Note on AD82: Pass & Seymour TP4WCC10
Note on AF41: BR North & South
Note on AF52: BR North & South
Note on AI70: Westinghouse 7787200
Note on AI71: Lutron 155213
Note on AI72: Leviton RTF01-10W
Note on AI81: Westinghouse 7787200
Note on AI82: Lutron 155213
Note on AI83: Leviton RTF01-10W
Note on AJ70: Lutron D-603PGH-DK
Note on AJ71: Lutron 70751
Note on AJ72: Lutron TG-600PH-WH
Note on AJ81: Lutron D-603PGH-DK
Note on AJ82: Lutron 70751
Note on AJ83: Lutron TG-600PH-WH
Note on AK72: SYLVANIA 10489
Note on AK83: SYLVANIA 10489
Note on AM72: Sylvania 15172
Note on AM83: Sylvania 15172
Note on AP70: Cooper Wiring 1212
Note on AP71: Utilitech 2206
Note on AP81: Cooper Wiring 1212
Note on AP82: Utilitech 2206
Note on AU70: TLM612SCUDP
Note on AU71: TLM612FCUD
Note on AU72: TLM612FCUD
Note on AU81: TLM612SCUDP
Note on AU82: TLM612FCUD
Note on AU83: TLM612FCUD
Note on AV70: DW-907
Note on AV71: 95B-B
Note on AV72: 101
Note on AV81: DW-907
Note on AV82: 95B-B
Note on AV83: 101
Note on AW70: Lithonia CUC8 17 120 LP S1 M4
Note on AW71: Utilitech WP217RNKLLU
Note on AW81: Lithonia CUC8 17 120 LP S1 M4
Note on AW82: Utilitech WP217RNKLLU
Note on BA10: Waterproof Shower Light Fixture
Note on AZ10: Waterproof Shower Light Fixture
Note on A5: Nailed into a stud
Note on A6: Installed in existing sheet rock wall
Note on A7: For Garbage Disposal
Note on A8: For Garbage Disposal
Note on A9: For Garbage Disposal
Note on A16: Includes Small Storage Rm (Office), Hall, & Stairs
Note on A38: Includes Heat for BR 3 (E) & J&J Bathroom
Note on A39: Includes Heat for BR 3 (E) & J&J Bathroom
Note on A40: Includes Heat for BR 3 (E) & J&J Bathroom
Note on A41: Includes Heat for BR 3 (E) & J&J Bathroom
Note on A42: Includes Heat for Bath for BR4 & Media Rm
Note on A43: Includes Heat for Bath for BR4 & Media Rm
Note on A44: Includes Heat for Bath for BR4 & Media Rm
Note on A49: Includes Heat for BR 3 (E) & J&J Bathroom
Note on A50: Includes Heat for BR 3 (E) & J&J Bathroom
Note on A52: Includes Heat for Bath for BR4 & Media Rm
Note on A53: Includes Heat for Bath for BR4 & Media Rm
Note on B23: For Juno IC23W Housing
Note on B24: For Juno IC23W Housing
Note on B25: For Juno IC20W ??? Housing
Note on C20: For Soffits
Note on D37: Hot Tub
Note on F14: Shed
Note on F15: Shed
Note on F26: Shed
Note on F29: Shed
Note on M10: Add S&H
Note on M11: Add S&H
Note on M12: Add S&H
Note on M13: Add S&H
Note on O30: Fluorescent Workbench Light
Note on O41: Fluorescent Workbench Light
Note on AF41: BR North & South
Note on AF52: BR North & South
Note on BA10: Waterproof Shower Light Fixture
Note on BA10: Waterproof Shower Light Fixture

## BOM
Electrical Fixture Bill of Materials
Last Updated on 01/17/2014
Type | Item/SKU# or Mfg and Model # | Basement | 1st Floor | 2nd Floor | Exterior | Total | Occupancy | Purchased | Balance | Suggested Source | Price | Projected Cost
Plastic Electrical Boxes 1-gang New Work |  | 10 |  |  |  | 10 | 10 | 10 | 0 | Lowe's | 0.19 | 0
Plastic Electrical Boxes 1-gang Old |  |  | 9 | 12 |  | 21 | 9 | 9 | 12 | Lowe's | 0.98 | 11.76
Electrical Box Metal 2-gang | Steel City |  | 1 |  |  | 1 | 1 | 1 | 0 | Lowe's | 0.72 | 0
Metal Plate – Sw + Recpt (2 -gang) | Steel City |  | 1 |  |  | 1 | 1 | 1 | 0 | Lowe's | 1.88 | 0
3/4” Plastic Conduit with connectors |  |  | 1 |  |  | 1 |  | 1 | 0 | Lowe's | 11.42 | 0
Plates Two Hole Keystone | 6727 | 11 | 7 | 12 |  | 30 | 6 | 30 | 0 | Monoprice | 0.35 | 0
Blank Keystone Insert (10 pack) | 6539 | 1 |  | 1 |  | 2 |  | 2 | 0 | Monoprice | 0.74 | 0
F Conn Keystone Insert | 6542 | 5 | 5 | 5 |  | 15 | 1 | 15 | 0 | Monoprice | 0.41 | 0
Cat-6 Keystone Insert | 5384 | 5 | 4 | 6 |  | 15 | 4 | 15 | 0 | Monoprice | 1.32 | 0
120V 15A Duplex Receptacles TR | Cooper TR-270 | 29 | 45 | 26 | 1 | 101 | 46 | 50 | 51 | Lowe's | $9.69/10 | 49.8
Duplex Receptacle Plates 1-Gang | Cooper 2132W-L | 29 | 44 | 26 | 1 | 100 | 44 | 50 | 50 | Lowe's | $1.99/10 | 9.95
Floor 120V 15A Receptacles TR | Raco 19920 |  | 1 |  |  | 1 | 0 |  | 1 | Lowe's | 30.57 | 30.57
120V 15A GFCI Receptacles TR | Leviton M12-X7599 | 5 | 5 | 2 |  | 12 | 10 | 12 | 0 | Lowe's | $29.00/3 | 0
GFCI Wall Plates 1-Gang | Leviton M24-80401-WMP | 5 | 5 | 2 |  | 12 | 10 | 10 | 2 | Lowe's | $4.90/10 | 4.9
Weather Resistant 120V 15A GFCI Receptacles TR | Leviton W7599-TRW | 2 |  |  | 6 | 8 | 8 | 8 | 0 | Lowe's | 17 | 0
Weatherproof Receptacle Covers | Cooper S3966W-SP | 2 |  |  | 4 | 6 | 4 | 6 | 0 | Lowe's | 5.23 | 0
120 VAC Light Fixtures |  | 6 | 21 | 14 | 3 | 44 | 24 |  | 44 |  |  | 2000
Keyless Lampholders |  | 5 | 3 | 3 | 1 | 12 | 11 | 12 | 0
Juno 6” White Recessed Ceiling Trim | Juno 28W-WH | 6 | 15 |  | 10 | 31 | 25 |  | 31 | Lowe's | 17.88 | 554.28
Juno 6” White Recessed Shower Ceiling Trim | Juno 239-WH or LED |  | 1 |  |  | 1 | 1 |  | 1 | Lowe's | 27 | 27
Juno 5” White Recessed Ceiling Trim | Juno 215W-WH |  | 1 |  |  | 1 | 1 |  | 1 | Lowe's | 24.98 | 24.98
120V Single Pole Switches | Cooper 1301-7W | 3 | 4 | 3 | 1 | 11 | 30 | 30 | -19 | Lowe's | $3.72/10 | 7.44
120V 3-Way Switches | Cooper 1303-7W-L |  | 2 |  |  | 2 | 24 | 26 | -24 | Lowe's | $12.21/10 | 0
120V 4-Way Switches | Leviton 54504-2 |  |  |  |  | 0 | 2 | 2 | -2 | Home Depot | 9.99 | -19.98
Wall Switch Plates 1-Gang | 44390 | 3 | 17 | 3 | 1 | 24 | 30 | 30 | -6 | Lowe's | $3.01/10 | 3.01
Wall Switch Plates 2-Gang | Leviton R52-88009-00W | 2 | 11 | 0 |  | 13 | 16 | 16 | -3 | Lowe's | 0.97 | -2.91
Wall Switch Plates 3-Gang | Leviton R52-88011-00W | 0 | 2 | 0 |  | 2 | 2 | 2 | 0 | Lowe's | 1.35 | 0
Wall Switch Plates 4-Gang | Leviton R52-00PJ4-00W | 1 | 0 | 0 |  | 1 | 1 | 1 | 0 | Home Depot | 2.49 | 0
120V 20A SPST Circuit Breaker | Square D HOM120CP | 8 | 12 | 2 |  | 22 | 14 | 23 | -1 | Lowe's | 3.48 | -3.48
120V 15A SPST Circuit Breaker | Square D HOM115CP | 0 | 0 | 0 | 1 | 1 | 1 | 0 | 1 | Lowe's | 3.48 | 3.48
120V 20A CAFCI Circuit Breaker | Square D HOM120CAFIC | 4 | 7 | 3 |  | 14 | 8 | 14 | 0 | Lowe's | 37.97 | 0
240V 20A DPDT Circuit Breaker | Square D HOM220CP |  |  | 2 |  | 2 | 1 | 2 | 0 | Lowe's | 8.25 | 0
240V 60A DPDT Circuit Breaker | Square D HOM260CP |  | 1 |  |  | 1 | 0 | 1 | 0 | Lowe's | 8.25 | 0
Kiln Panel & Disconnect | GE 125 amp 4-Space Panel |  | 1 |  |  | 1 | 0 | 1 | 0 | Home Depot | 16.77 | 0
130V 60W Bulb | #62793 | 14 | 48 | 30 | 4 | 96 | 52 | 96 | 0 | Lowe's | $9.98/24 | 9.98
130V 100W Bulb |  | 5 | 3 | 3 |  | 11 | 3 |  | 11
130W 65W BR30 Flood Lamp | #232700 | 6 | 19 | 2 | 10 | 37 | 29 | 36 | 1 | Lowe's | $27.44/12 | 25.97
Fluorescent 24” Wrap Light | 162697 |  | 1 | 1 |  | 2 | 1 | 1 | 1 | Lowe's | 20.97 | 24.97
Fluorescent 24” T-8 Bulbs | 232241 |  | 2 | 2 |  | 4 | 2 | 2 | 2 | Lowe's | 8.08 | 16.16
120V Wired Smoke Detectors | First Alert 9120B | 2 | 3 | 3 |  | 8 | 6 | 8 | 0 | Lowe's | $59.73/6 | 65.97
120V Wired Smoke/CO Detectors | First Alert SC9120B | 1 | 1 | 1 |  | 3 | 3 | 3 | 0 | Home Depot | 38 | 0
240V Wall Heater 2000W | Cadet CSC202TW |  |  | 1 |  | 1 |  |  | 1 | Home Depot | 116 | 116
240V Wall Heater 1500W | Cadet CSC152TW |  |  | 2 |  | 2 |  |  | 2 | Home Depot | 116 | 232
240V Wall Heater 1000W | Cadet CSC102TW |  |  | 3 |  | 3 |  |  | 3 | Home Depot | 116 | 348
240V Double Pole Wall Thermostat | Cadet T410B-W Thermostat |  |  | 6 |  | 6 |  |  | 6 | Home Depot | 19.98 | 119.88
Wired Door Chime Kit | 72914 |  | 1 |  |  | 1 | 1 | 1 | 0 | Lowe's | 12.98 | 0
Decorator Single Pole Light Switch | Leviton M32-05601-2WM | 7 | 22 | 8 |  | 37 | 40 | 40 | -3 | Home Depot | 1.59 | -4.77
Decorator 3-Way Light Switch | Leviton R66-05603-2WS | 3 | 16 | 5 |  | 24 | 24 | 25 | -1 | Home Depot | 3.598 | -3.598
Decorator 4-Way Light Switch | Leviton 59-05604-2WS | 1 | 2 | 2 |  | 5 | 5 | 5 | 0 | Home Depot | 12.97 | 0
Decorator 1-Gang Plate | Leviton M52-0PJ26-0WM | 4 | 15 | 9 |  | 28 | 30 | 30 | -2 | Home Depot | 0.59 | -1.18
Decorator 2-Gang Plate | Leviton R52-80409-00W | 2 | 9 | 3 |  | 14 | 14 | 14 | 0 | Home Depot | 1.18 | 0
Decorator 3-Gang Plate | Leviton R52-80411-00W | 0 | 2 | 0 |  | 2 | 2 | 2 | 0 | Home Depot | 1.97 | 0
Decorator 4-Gang Plate | Leviton R52-PJ264-00W | 1 | 0 | 0 |  | 1 | 1 | 1 | 0 | Home Depot | 3.99 | 0
Decorator 3-Speed Ceiling Fan Switch | Lutron SFSQ-FH-WH |  | 2 |  |  | 2 | 2 | 2 | 0 | Lowe's | 19.97 | 0
Decorator Ceiling Light Dimmer | Lutron 12-06672-1LW |  | 2 |  |  | 2 | 1 | 2 | 0 | Lowe's | 12.97 | 0
3650.182
3285.1638
Note on A5: Nailed into a stud
Note on A6: Installed in existing sheet rock wall
Note on A7: For Garbage Disposal
Note on A8: For Garbage Disposal
Note on A9: For Garbage Disposal
Note on A16: Includes Small Storage Rm (Office), Hall, & Stairs
Note on A38: Includes Heat for BR 3 (E) & J&J Bathroom
Note on A39: Includes Heat for BR 3 (E) & J&J Bathroom
Note on A40: Includes Heat for BR 3 (E) & J&J Bathroom
Note on A41: Includes Heat for BR 3 (E) & J&J Bathroom
Note on A42: Includes Heat for Bath for BR4 & Media Rm
Note on A43: Includes Heat for Bath for BR4 & Media Rm
Note on A44: Includes Heat for Bath for BR4 & Media Rm
Note on A49: Includes Heat for BR 3 (E) & J&J Bathroom
Note on A50: Includes Heat for BR 3 (E) & J&J Bathroom
Note on A52: Includes Heat for Bath for BR4 & Media Rm
Note on A53: Includes Heat for Bath for BR4 & Media Rm
Note on B23: For Juno IC23W Housing
Note on B24: For Juno IC23W Housing
Note on B25: For Juno IC20W ??? Housing
Note on C20: For Soffits
Note on D37: Hot Tub
Note on D74: Monoprice.com Plus S&H
Note on D85: Monoprice.com Plus S&H
Note on E74: Monoprice.com Plus S&H
Note on E85: Monoprice.com Plus S&H
Note on F14: Shed
Note on F15: Shed
Note on F26: Shed
Note on F29: Shed
Note on F74: Monoprice.com Plus S&H
Note on F85: Monoprice.com Plus S&H
Note on G71: Cooper Wiring 2129W-SP-L
Note on G82: Cooper Wiring 2129W-SP-L
Note on H70: Leviton M22-T5320-WMP 10-Pack
Note on H71: Cooper Wiring TR270 10-Pack
Note on H72: Leviton M22-05320-WMP 10-Pack
Note on H81: Leviton M22-T5320-WMP 10-Pack
Note on H82: Cooper Wiring TR270 10-Pack
Note on H83: Leviton M22-05320-WMP 10-Pack
Note on I70: Leviton M24-88003-WMP 10-Pack
Note on I71: Cooper Wiring 2132W-L
Note on I72: Leviton 88003-WMP 10-Pack
Note on I81: Leviton M24-88003-WMP 10-Pack
Note on I82: Cooper Wiring 2132W-L
Note on I83: Leviton 88003-WMP 10-Pack
Note on J70: Raco 6239BP
Note on J71: Raco 19920
Note on J72: Raco 6239BP
Note on J81: Raco 6239BP
Note on J82: Raco 19920
Note on J83: Raco 6239BP
Note on K70: Leviton M12-X7599-R3W 3-Pack
Note on K71: Cooper Wiring TRVGF15W-3 3-Pack
Note on K72: Leviton X7599-W
Note on K81: Leviton M12-X7599-R3W 3-Pack
Note on K82: Cooper Wiring TRVGF15W-3 3-Pack
Note on K83: Leviton X7599-W
Note on L70: Leviton R62-W7599-TKW
Note on L71: Cooper Wiring TWRVGF15W
Note on L72: Leviton Receptacle WT599-W
Note on L73: Leviton Receptacle WT599-W
Note on L81: Leviton R62-W7599-TKW
Note on L82: Cooper Wiring TWRVGF15W
Note on L83: Leviton Receptacle WT599-W
Note on L84: Leviton Receptacle WT599-W
Note on M10: Add S&H
Note on M11: Add S&H
Note on M12: Add S&H
Note on M13: Add S&H
Note on M70: Bell MM420C
Note on M71: Cooper Wiring S3966W-SP
Note on M72: Taymac MM410C
Note on M81: Bell MM420C
Note on M82: Cooper Wiring S3966W-SP
Note on M83: Taymac MM410C
Note on N70: Leviton M24-80401-WMP 10-Pack
Note on N71: Cooper Wiring 5151W-SP-L 10-Pack
Note on N72: Leviton M02-80401-WMP
Note on N81: Leviton M24-80401-WMP 10-Pack
Note on N82: Cooper Wiring 5151W-SP-L 10-Pack
Note on N83: Leviton M02-80401-WMP
Note on O30: Fluorescent Workbench Light
Note on O41: Fluorescent Workbench Light
Note on P71: Cooper Wiring 357B
Note on P82: Cooper Wiring 357B
Note on Q69: For Juno IC23W Housing
Note on Q74: readywholesaleelectric.com Plus S&H
Note on Q80: For Juno IC23W Housing
Note on Q85: readywholesaleelectric.com Plus S&H
Note on S69: For Juno IC23W Housing
Note on S74: electricbargainstores.com Plus S&H
Note on S80: For Juno IC23W Housing
Note on S85: electricbargainstores.com Plus S&H
Note on T70: Leviton M24-01451-2WM 10-Pack
Note on T71: Cooper Wiring 1301-7W
Note on T72: Leviton 1451-2W 10-Pack
Note on T81: Leviton M24-01451-2WM 10-Pack
Note on T82: Cooper Wiring 1301-7W
Note on T83: Leviton 1451-2W 10-Pack
Note on U70: Leviton M22-01453-2WM 6-Pack
Note on U71: Cooper Wiring 1303-7W-L 10-Pack
Note on U72: Pass & Seymour 663WGCP
Note on U81: Leviton M22-01453-2WM 6-Pack
Note on U82: Cooper Wiring 1303-7W-L 10-Pack
Note on U83: Pass & Seymour 663WGCP
Note on V70: Leviton R62-0CSB4-2WS 20 Amp
Note on V71: Cooper Wiring CSB20AC4-WCC6
Note on V72: Leviton 54504-2W
Note on V81: Leviton R62-0CSB4-2WS 20 Amp
Note on V82: Cooper Wiring CSB20AC4-WCC6
Note on V83: Leviton 54504-2W
Note on W71: Pass & Seymour TP1WCP10 10-Pack
Note on W82: Pass & Seymour TP1WCP10 10-Pack
Note on X70: Levitron R52-88009-00W
Note on X71: Pass & Seymour TP2WCC30
Note on X81: Levitron R52-88009-00W
Note on X82: Pass & Seymour TP2WCC30
Note on Y70: Leviton R52-88011-00W
Note on Y71: Pass & Seymour TP3WCC12
Note on Y81: Leviton R52-88011-00W
Note on Y82: Pass & Seymour TP3WCC12
Note on Z70: Leviton R52-00PJ4-00W
Note on Z71: Pass & Seymour TP3WCC12
Note on Z81: Leviton R52-00PJ4-00W
Note on Z82: Pass & Seymour TP3WCC12
Note on AA70: Leviton M24-88001-WMP
Note on AA71: Pass & Seymour SP8-WCP10
Note on AA81: Leviton M24-88001-WMP
Note on AA82: Pass & Seymour SP8-WCP10
Note on AB70: Leviton R52-88009-00W
Note on AB71: Leviton R52-88009-00W
Note on AB81: Leviton R52-88009-00W
Note on AB82: Leviton R52-88009-00W
Note on AC70: Leviton R52-88011-00W
Note on AC71: Pass & Seymour TP3WCC12
Note on AC81: Leviton R52-88011-00W
Note on AC82: Pass & Seymour TP3WCC12
Note on AD70: Leviton R52-00PJ4-00W
Note on AD71: Pass & Seymour TP4WCC10
Note on AD81: Leviton R52-00PJ4-00W
Note on AD82: Pass & Seymour TP4WCC10
Note on AF41: BR North & South
Note on AF52: BR North & South
Note on AI70: Westinghouse 7787200
Note on AI71: Lutron 155213
Note on AI72: Leviton RTF01-10W
Note on AI81: Westinghouse 7787200
Note on AI82: Lutron 155213
Note on AI83: Leviton RTF01-10W
Note on AJ70: Lutron D-603PGH-DK
Note on AJ71: Lutron 70751
Note on AJ72: Lutron TG-600PH-WH
Note on AJ81: Lutron D-603PGH-DK
Note on AJ82: Lutron 70751
Note on AJ83: Lutron TG-600PH-WH
Note on AK72: SYLVANIA 10489
Note on AK83: SYLVANIA 10489
Note on AM72: Sylvania 15172
Note on AM83: Sylvania 15172
Note on AP70: Cooper Wiring 1212
Note on AP71: Utilitech 2206
Note on AP81: Cooper Wiring 1212
Note on AP82: Utilitech 2206
Note on AU70: TLM612SCUDP
Note on AU71: TLM612FCUD
Note on AU72: TLM612FCUD
Note on AU81: TLM612SCUDP
Note on AU82: TLM612FCUD
Note on AU83: TLM612FCUD
Note on AV70: DW-907
Note on AV71: 95B-B
Note on AV72: 101
Note on AV81: DW-907
Note on AV82: 95B-B
Note on AV83: 101
Note on AW70: Lithonia CUC8 17 120 LP S1 M4
Note on AW71: Utilitech WP217RNKLLU
Note on AW81: Lithonia CUC8 17 120 LP S1 M4
Note on AW82: Utilitech WP217RNKLLU
Note on BA10: Waterproof Shower Light Fixture
Note on A38: Includes Heat for BR 3 (E) & J&J Bathroom
Note on A39: Includes Heat for BR 3 (E) & J&J Bathroom
Note on A40: Includes Heat for BR 3 (E) & J&J Bathroom
Note on A41: Includes Heat for BR 3 (E) & J&J Bathroom
Note on A42: Includes Heat for Bath for BR4 & Media Rm
Note on A43: Includes Heat for Bath for BR4 & Media Rm
Note on A44: Includes Heat for Bath for BR4 & Media Rm
Note on A49: Includes Heat for BR 3 (E) & J&J Bathroom
Note on A50: Includes Heat for BR 3 (E) & J&J Bathroom
Note on A52: Includes Heat for Bath for BR4 & Media Rm
Note on A53: Includes Heat for Bath for BR4 & Media Rm
Note on D37: Hot Tub
Note on D74: Monoprice.com Plus S&H
Note on D85: Monoprice.com Plus S&H
Note on E74: Monoprice.com Plus S&H
Note on E85: Monoprice.com Plus S&H
Note on F26: Shed
Note on F74: Monoprice.com Plus S&H
Note on F85: Monoprice.com Plus S&H
Note on G71: Cooper Wiring 2129W-SP-L
Note on G82: Cooper Wiring 2129W-SP-L
Note on H70: Leviton M22-T5320-WMP 10-Pack
Note on H71: Cooper Wiring TR270 10-Pack
Note on H72: Leviton M22-05320-WMP 10-Pack
Note on H81: Leviton M22-T5320-WMP 10-Pack
Note on H82: Cooper Wiring TR270 10-Pack
Note on H83: Leviton M22-05320-WMP 10-Pack
Note on I70: Leviton M24-88003-WMP 10-Pack
Note on I71: Cooper Wiring 2132W-L
Note on I72: Leviton 88003-WMP 10-Pack
Note on I81: Leviton M24-88003-WMP 10-Pack
Note on I82: Cooper Wiring 2132W-L
Note on I83: Leviton 88003-WMP 10-Pack
Note on J70: Raco 6239BP
Note on J71: Raco 19920
Note on J72: Raco 6239BP
Note on J81: Raco 6239BP
Note on J82: Raco 19920
Note on J83: Raco 6239BP
Note on K70: Leviton M12-X7599-R3W 3-Pack
Note on K71: Cooper Wiring TRVGF15W-3 3-Pack
Note on K72: Leviton X7599-W
Note on K81: Leviton M12-X7599-R3W 3-Pack
Note on K82: Cooper Wiring TRVGF15W-3 3-Pack
Note on K83: Leviton X7599-W
Note on L70: Leviton R62-W7599-TKW
Note on L71: Cooper Wiring TWRVGF15W
Note on L72: Leviton Receptacle WT599-W
Note on L73: Leviton Receptacle WT599-W
Note on L81: Leviton R62-W7599-TKW
Note on L82: Cooper Wiring TWRVGF15W
Note on L83: Leviton Receptacle WT599-W
Note on L84: Leviton Receptacle WT599-W
Note on M10: Add S&H
Note on M11: Add S&H
Note on M12: Add S&H
Note on M13: Add S&H
Note on M70: Bell MM420C
Note on M71: Cooper Wiring S3966W-SP
Note on M72: Taymac MM410C
Note on M81: Bell MM420C
Note on M82: Cooper Wiring S3966W-SP
Note on M83: Taymac MM410C
Note on N70: Leviton M24-80401-WMP 10-Pack
Note on N71: Cooper Wiring 5151W-SP-L 10-Pack
Note on N72: Leviton M02-80401-WMP
Note on N81: Leviton M24-80401-WMP 10-Pack
Note on N82: Cooper Wiring 5151W-SP-L 10-Pack
Note on N83: Leviton M02-80401-WMP
Note on O30: Fluorescent Workbench Light
Note on O41: Fluorescent Workbench Light
Note on P71: Cooper Wiring 357B
Note on P82: Cooper Wiring 357B
Note on Q69: For Juno IC23W Housing
Note on Q74: readywholesaleelectric.com Plus S&H
Note on Q80: For Juno IC23W Housing
Note on Q85: readywholesaleelectric.com Plus S&H
Note on S69: For Juno IC23W Housing
Note on S74: electricbargainstores.com Plus S&H
Note on S80: For Juno IC23W Housing
Note on S85: electricbargainstores.com Plus S&H
Note on T70: Leviton M24-01451-2WM 10-Pack
Note on T71: Cooper Wiring 1301-7W
Note on T72: Leviton 1451-2W 10-Pack
Note on T81: Leviton M24-01451-2WM 10-Pack
Note on T82: Cooper Wiring 1301-7W
Note on T83: Leviton 1451-2W 10-Pack
Note on U70: Leviton M22-01453-2WM 6-Pack
Note on U71: Cooper Wiring 1303-7W-L 10-Pack
Note on U72: Pass & Seymour 663WGCP
Note on U81: Leviton M22-01453-2WM 6-Pack
Note on U82: Cooper Wiring 1303-7W-L 10-Pack
Note on U83: Pass & Seymour 663WGCP
Note on V70: Leviton R62-0CSB4-2WS 20 Amp
Note on V71: Cooper Wiring CSB20AC4-WCC6
Note on V72: Leviton 54504-2W
Note on V81: Leviton R62-0CSB4-2WS 20 Amp
Note on V82: Cooper Wiring CSB20AC4-WCC6
Note on V83: Leviton 54504-2W
Note on W71: Pass & Seymour TP1WCP10 10-Pack
Note on W82: Pass & Seymour TP1WCP10 10-Pack
Note on X70: Levitron R52-88009-00W
Note on X71: Pass & Seymour TP2WCC30
Note on X81: Levitron R52-88009-00W
Note on X82: Pass & Seymour TP2WCC30
Note on Y70: Leviton R52-88011-00W
Note on Y71: Pass & Seymour TP3WCC12
Note on Y81: Leviton R52-88011-00W
Note on Y82: Pass & Seymour TP3WCC12
Note on Z70: Leviton R52-00PJ4-00W
Note on Z71: Pass & Seymour TP3WCC12
Note on Z81: Leviton R52-00PJ4-00W
Note on Z82: Pass & Seymour TP3WCC12
Note on AA70: Leviton M24-88001-WMP
Note on AA71: Pass & Seymour SP8-WCP10
Note on AA81: Leviton M24-88001-WMP
Note on AA82: Pass & Seymour SP8-WCP10
Note on AB70: Leviton R52-88009-00W
Note on AB71: Leviton R52-88009-00W
Note on AB81: Leviton R52-88009-00W
Note on AB82: Leviton R52-88009-00W
Note on AC70: Leviton R52-88011-00W
Note on AC71: Pass & Seymour TP3WCC12
Note on AC81: Leviton R52-88011-00W
Note on AC82: Pass & Seymour TP3WCC12
Note on AD70: Leviton R52-00PJ4-00W
Note on AD71: Pass & Seymour TP4WCC10
Note on AD81: Leviton R52-00PJ4-00W
Note on AD82: Pass & Seymour TP4WCC10
Note on AF41: BR North & South
Note on AF52: BR North & South
Note on AI70: Westinghouse 7787200
Note on AI71: Lutron 155213
Note on AI72: Leviton RTF01-10W
Note on AI81: Westinghouse 7787200
Note on AI82: Lutron 155213
Note on AI83: Leviton RTF01-10W
Note on AJ70: Lutron D-603PGH-DK
Note on AJ71: Lutron 70751
Note on AJ72: Lutron TG-600PH-WH
Note on AJ81: Lutron D-603PGH-DK
Note on AJ82: Lutron 70751
Note on AJ83: Lutron TG-600PH-WH
Note on AK72: SYLVANIA 10489
Note on AK83: SYLVANIA 10489
Note on AM72: Sylvania 15172
Note on AM83: Sylvania 15172
Note on AP70: Cooper Wiring 1212
Note on AP71: Utilitech 2206
Note on AP81: Cooper Wiring 1212
Note on AP82: Utilitech 2206
Note on AU70: TLM612SCUDP
Note on AU71: TLM612FCUD
Note on AU72: TLM612FCUD
Note on AU81: TLM612SCUDP
Note on AU82: TLM612FCUD
Note on AU83: TLM612FCUD
Note on AV70: DW-907
Note on AV71: 95B-B
Note on AV72: 101
Note on AV81: DW-907
Note on AV82: 95B-B
Note on AV83: 101
Note on AW70: Lithonia CUC8 17 120 LP S1 M4
Note on AW71: Utilitech WP217RNKLLU
Note on AW81: Lithonia CUC8 17 120 LP S1 M4
Note on AW82: Utilitech WP217RNKLLU
Note on BA10: Waterproof Shower Light Fixture
Note on AZ10: Waterproof Shower Light Fixture
Note on A5: Nailed into a stud
Note on A6: Installed in existing sheet rock wall
Note on A7: For Garbage Disposal
Note on A8: For Garbage Disposal
Note on A9: For Garbage Disposal
Note on A16: Includes Small Storage Rm (Office), Hall, & Stairs
Note on A38: Includes Heat for BR 3 (E) & J&J Bathroom
Note on A39: Includes Heat for BR 3 (E) & J&J Bathroom
Note on A40: Includes Heat for BR 3 (E) & J&J Bathroom
Note on A41: Includes Heat for BR 3 (E) & J&J Bathroom
Note on A42: Includes Heat for Bath for BR4 & Media Rm
Note on A43: Includes Heat for Bath for BR4 & Media Rm
Note on A44: Includes Heat for Bath for BR4 & Media Rm
Note on A49: Includes Heat for BR 3 (E) & J&J Bathroom
Note on A50: Includes Heat for BR 3 (E) & J&J Bathroom
Note on A52: Includes Heat for Bath for BR4 & Media Rm
Note on A53: Includes Heat for Bath for BR4 & Media Rm
Note on B23: For Juno IC23W Housing
Note on B24: For Juno IC23W Housing
Note on B25: For Juno IC20W ??? Housing
Note on C20: For Soffits
Note on D37: Hot Tub
Note on F14: Shed
Note on F15: Shed
Note on F26: Shed
Note on F29: Shed
Note on M10: Add S&H
Note on M11: Add S&H
Note on M12: Add S&H
Note on M13: Add S&H
Note on O30: Fluorescent Workbench Light
Note on O41: Fluorescent Workbench Light
Note on AF41: BR North & South
Note on AF52: BR North & South
Note on BA10: Waterproof Shower Light Fixture
Note on BA10: Waterproof Shower Light Fixture

## Expenses
189 Limber Pine Expenses
Date | Source | Items | Expense | Balance
2013-12-11 | Home Depot | Brooms | 17.95 | 17.95
2013-12-17 | Home Depot | Wire Nuts | 6.98 | 24.93
2013-12-23 | Home Depot | Pex Valves, Crimping Tool, Fittings | 95.54 | 120.47
2013-12-27 | Lowe's | 3-way Switches, 130v Bulbs, Lamp Holders & Door Locks | 90.97 | 211.44
2014-01-08 | Lowe's | Ckt Brs, Outlets, Switches, Plates, Bulbs, S/CO Dets | 636.53 | 847.97
2014-01-09 | Home Depot | 4-way Switches & Plates | 21.02 | 868.99
2014-01-09 | Lowe's | Refund Ckt Br & 3-way Switches | -10.8 | 858.19
2014-01-09 | Lowe's | S/CO Det, WR GFI, Dr Bell Kit & Ckt Br | 138.2 | 996.39
2014-01-09 | Costco | 9 volt Batteries | 15.99 | 1012.38
2014-01-10 | Home Depot | Fire Rated Door to Garage, MDF & Shims | 227.06 | 1239.44
2014-01-10 | Monoprice | F-Conn & Cat-6 Keystone Wall Jacks | 44.86 | 1284.3
2014-01-14 | Home Depot | Price Adjustment Pex Valves, Crimping Tool, Fittings | -9.56 | 1274.74
2014-01-14 | Home Depot | Refund Fire Rated Door to Garage & MDF | -225.49 | 1049.25
2014-01-17 | Lowe's | Breakers, 12/2 Wire & Bulbs | 55.72 | 1104.97
2014-01-17 | Home Depot | Shower Rough In, Decorator Switches & Plates, Sub Panel | 269.63 | 1374.6
2014-01-18 | Home Depot | PEX Fittings & Clamps | 9.21 | 1383.81
2014-01-20 | Home Depot | Refund 4-way switches & wall plate | -20.22 | 1363.59
2014-01-20 | Lowe's | 20 amp Circuit Breakers | -25.04 | 1338.55
2014-01-20 | Lowe's | 50 amp Circuit Breaker, toggle light switches and wall plates | -46.35 | 1292.2
2014-01-24 | Lowe's | Steel Fire Door to Garage | 161.1 | 1453.3
2014-01-24 | Greg | Payment | -1453 | 0.3
2014-01-29 | Lowe's | Dimmers and Fan Switches | 66.32 | 66.62
2014-01-31 | Lowe's | Refund Rotary Dimmers and Fan Switches | -41.8 | 24.82
2014-02-01 | Home Depot | Plumbing & building materials for shower pan & tub | 625.77 | 650.59
Note on A5: Nailed into a stud
Note on A6: Installed in existing sheet rock wall
Note on A7: For Garbage Disposal
Note on A8: For Garbage Disposal
Note on A9: For Garbage Disposal
Note on A16: Includes Small Storage Rm (Office), Hall, & Stairs
Note on A38: Includes Heat for BR 3 (E) & J&J Bathroom
Note on A39: Includes Heat for BR 3 (E) & J&J Bathroom
Note on A40: Includes Heat for BR 3 (E) & J&J Bathroom
Note on A41: Includes Heat for BR 3 (E) & J&J Bathroom
Note on A42: Includes Heat for Bath for BR4 & Media Rm
Note on A43: Includes Heat for Bath for BR4 & Media Rm
Note on A44: Includes Heat for Bath for BR4 & Media Rm
Note on A49: Includes Heat for BR 3 (E) & J&J Bathroom
Note on A50: Includes Heat for BR 3 (E) & J&J Bathroom
Note on A52: Includes Heat for Bath for BR4 & Media Rm
Note on A53: Includes Heat for Bath for BR4 & Media Rm
Note on B23: For Juno IC23W Housing
Note on B24: For Juno IC23W Housing
Note on B25: For Juno IC20W ??? Housing
Note on C20: For Soffits
Note on D37: Hot Tub
Note on D74: Monoprice.com Plus S&H
Note on D85: Monoprice.com Plus S&H
Note on E74: Monoprice.com Plus S&H
Note on E85: Monoprice.com Plus S&H
Note on F14: Shed
Note on F15: Shed
Note on F26: Shed
Note on F29: Shed
Note on F74: Monoprice.com Plus S&H
Note on F85: Monoprice.com Plus S&H
Note on G71: Cooper Wiring 2129W-SP-L
Note on G82: Cooper Wiring 2129W-SP-L
Note on H70: Leviton M22-T5320-WMP 10-Pack
Note on H71: Cooper Wiring TR270 10-Pack
Note on H72: Leviton M22-05320-WMP 10-Pack
Note on H81: Leviton M22-T5320-WMP 10-Pack
Note on H82: Cooper Wiring TR270 10-Pack
Note on H83: Leviton M22-05320-WMP 10-Pack
Note on I70: Leviton M24-88003-WMP 10-Pack
Note on I71: Cooper Wiring 2132W-L
Note on I72: Leviton 88003-WMP 10-Pack
Note on I81: Leviton M24-88003-WMP 10-Pack
Note on I82: Cooper Wiring 2132W-L
Note on I83: Leviton 88003-WMP 10-Pack
Note on J70: Raco 6239BP
Note on J71: Raco 19920
Note on J72: Raco 6239BP
Note on J81: Raco 6239BP
Note on J82: Raco 19920
Note on J83: Raco 6239BP
Note on K70: Leviton M12-X7599-R3W 3-Pack
Note on K71: Cooper Wiring TRVGF15W-3 3-Pack
Note on K72: Leviton X7599-W
Note on K81: Leviton M12-X7599-R3W 3-Pack
Note on K82: Cooper Wiring TRVGF15W-3 3-Pack
Note on K83: Leviton X7599-W
Note on L70: Leviton R62-W7599-TKW
Note on L71: Cooper Wiring TWRVGF15W
Note on L72: Leviton Receptacle WT599-W
Note on L73: Leviton Receptacle WT599-W
Note on L81: Leviton R62-W7599-TKW
Note on L82: Cooper Wiring TWRVGF15W
Note on L83: Leviton Receptacle WT599-W
Note on L84: Leviton Receptacle WT599-W
Note on M10: Add S&H
Note on M11: Add S&H
Note on M12: Add S&H
Note on M13: Add S&H
Note on M70: Bell MM420C
Note on M71: Cooper Wiring S3966W-SP
Note on M72: Taymac MM410C
Note on M81: Bell MM420C
Note on M82: Cooper Wiring S3966W-SP
Note on M83: Taymac MM410C
Note on N70: Leviton M24-80401-WMP 10-Pack
Note on N71: Cooper Wiring 5151W-SP-L 10-Pack
Note on N72: Leviton M02-80401-WMP
Note on N81: Leviton M24-80401-WMP 10-Pack
Note on N82: Cooper Wiring 5151W-SP-L 10-Pack
Note on N83: Leviton M02-80401-WMP
Note on O30: Fluorescent Workbench Light
Note on O41: Fluorescent Workbench Light
Note on P71: Cooper Wiring 357B
Note on P82: Cooper Wiring 357B
Note on Q69: For Juno IC23W Housing
Note on Q74: readywholesaleelectric.com Plus S&H
Note on Q80: For Juno IC23W Housing
Note on Q85: readywholesaleelectric.com Plus S&H
Note on S69: For Juno IC23W Housing
Note on S74: electricbargainstores.com Plus S&H
Note on S80: For Juno IC23W Housing
Note on S85: electricbargainstores.com Plus S&H
Note on T70: Leviton M24-01451-2WM 10-Pack
Note on T71: Cooper Wiring 1301-7W
Note on T72: Leviton 1451-2W 10-Pack
Note on T81: Leviton M24-01451-2WM 10-Pack
Note on T82: Cooper Wiring 1301-7W
Note on T83: Leviton 1451-2W 10-Pack
Note on U70: Leviton M22-01453-2WM 6-Pack
Note on U71: Cooper Wiring 1303-7W-L 10-Pack
Note on U72: Pass & Seymour 663WGCP
Note on U81: Leviton M22-01453-2WM 6-Pack
Note on U82: Cooper Wiring 1303-7W-L 10-Pack
Note on U83: Pass & Seymour 663WGCP
Note on V70: Leviton R62-0CSB4-2WS 20 Amp
Note on V71: Cooper Wiring CSB20AC4-WCC6
Note on V72: Leviton 54504-2W
Note on V81: Leviton R62-0CSB4-2WS 20 Amp
Note on V82: Cooper Wiring CSB20AC4-WCC6
Note on V83: Leviton 54504-2W
Note on W71: Pass & Seymour TP1WCP10 10-Pack
Note on W82: Pass & Seymour TP1WCP10 10-Pack
Note on X70: Levitron R52-88009-00W
Note on X71: Pass & Seymour TP2WCC30
Note on X81: Levitron R52-88009-00W
Note on X82: Pass & Seymour TP2WCC30
Note on Y70: Leviton R52-88011-00W
Note on Y71: Pass & Seymour TP3WCC12
Note on Y81: Leviton R52-88011-00W
Note on Y82: Pass & Seymour TP3WCC12
Note on Z70: Leviton R52-00PJ4-00W
Note on Z71: Pass & Seymour TP3WCC12
Note on Z81: Leviton R52-00PJ4-00W
Note on Z82: Pass & Seymour TP3WCC12
Note on AA70: Leviton M24-88001-WMP
Note on AA71: Pass & Seymour SP8-WCP10
Note on AA81: Leviton M24-88001-WMP
Note on AA82: Pass & Seymour SP8-WCP10
Note on AB70: Leviton R52-88009-00W
Note on AB71: Leviton R52-88009-00W
Note on AB81: Leviton R52-88009-00W
Note on AB82: Leviton R52-88009-00W
Note on AC70: Leviton R52-88011-00W
Note on AC71: Pass & Seymour TP3WCC12
Note on AC81: Leviton R52-88011-00W
Note on AC82: Pass & Seymour TP3WCC12
Note on AD70: Leviton R52-00PJ4-00W
Note on AD71: Pass & Seymour TP4WCC10
Note on AD81: Leviton R52-00PJ4-00W
Note on AD82: Pass & Seymour TP4WCC10
Note on AF41: BR North & South
Note on AF52: BR North & South
Note on AI70: Westinghouse 7787200
Note on AI71: Lutron 155213
Note on AI72: Leviton RTF01-10W
Note on AI81: Westinghouse 7787200
Note on AI82: Lutron 155213
Note on AI83: Leviton RTF01-10W
Note on AJ70: Lutron D-603PGH-DK
Note on AJ71: Lutron 70751
Note on AJ72: Lutron TG-600PH-WH
Note on AJ81: Lutron D-603PGH-DK
Note on AJ82: Lutron 70751
Note on AJ83: Lutron TG-600PH-WH
Note on AK72: SYLVANIA 10489
Note on AK83: SYLVANIA 10489
Note on AM72: Sylvania 15172
Note on AM83: Sylvania 15172
Note on AP70: Cooper Wiring 1212
Note on AP71: Utilitech 2206
Note on AP81: Cooper Wiring 1212
Note on AP82: Utilitech 2206
Note on AU70: TLM612SCUDP
Note on AU71: TLM612FCUD
Note on AU72: TLM612FCUD
Note on AU81: TLM612SCUDP
Note on AU82: TLM612FCUD
Note on AU83: TLM612FCUD
Note on AV70: DW-907
Note on AV71: 95B-B
Note on AV72: 101
Note on AV81: DW-907
Note on AV82: 95B-B
Note on AV83: 101
Note on AW70: Lithonia CUC8 17 120 LP S1 M4
Note on AW71: Utilitech WP217RNKLLU
Note on AW81: Lithonia CUC8 17 120 LP S1 M4
Note on AW82: Utilitech WP217RNKLLU
Note on BA10: Waterproof Shower Light Fixture
Note on A38: Includes Heat for BR 3 (E) & J&J Bathroom
Note on A39: Includes Heat for BR 3 (E) & J&J Bathroom
Note on A40: Includes Heat for BR 3 (E) & J&J Bathroom
Note on A41: Includes Heat for BR 3 (E) & J&J Bathroom
Note on A42: Includes Heat for Bath for BR4 & Media Rm
Note on A43: Includes Heat for Bath for BR4 & Media Rm
Note on A44: Includes Heat for Bath for BR4 & Media Rm
Note on A49: Includes Heat for BR 3 (E) & J&J Bathroom
Note on A50: Includes Heat for BR 3 (E) & J&J Bathroom
Note on A52: Includes Heat for Bath for BR4 & Media Rm
Note on A53: Includes Heat for Bath for BR4 & Media Rm
Note on D37: Hot Tub
Note on D74: Monoprice.com Plus S&H
Note on D85: Monoprice.com Plus S&H
Note on E74: Monoprice.com Plus S&H
Note on E85: Monoprice.com Plus S&H
Note on F26: Shed
Note on F74: Monoprice.com Plus S&H
Note on F85: Monoprice.com Plus S&H
Note on G71: Cooper Wiring 2129W-SP-L
Note on G82: Cooper Wiring 2129W-SP-L
Note on H70: Leviton M22-T5320-WMP 10-Pack
Note on H71: Cooper Wiring TR270 10-Pack
Note on H72: Leviton M22-05320-WMP 10-Pack
Note on H81: Leviton M22-T5320-WMP 10-Pack
Note on H82: Cooper Wiring TR270 10-Pack
Note on H83: Leviton M22-05320-WMP 10-Pack
Note on I70: Leviton M24-88003-WMP 10-Pack
Note on I71: Cooper Wiring 2132W-L
Note on I72: Leviton 88003-WMP 10-Pack
Note on I81: Leviton M24-88003-WMP 10-Pack
Note on I82: Cooper Wiring 2132W-L
Note on I83: Leviton 88003-WMP 10-Pack
Note on J70: Raco 6239BP
Note on J71: Raco 19920
Note on J72: Raco 6239BP
Note on J81: Raco 6239BP
Note on J82: Raco 19920
Note on J83: Raco 6239BP
Note on K70: Leviton M12-X7599-R3W 3-Pack
Note on K71: Cooper Wiring TRVGF15W-3 3-Pack
Note on K72: Leviton X7599-W
Note on K81: Leviton M12-X7599-R3W 3-Pack
Note on K82: Cooper Wiring TRVGF15W-3 3-Pack
Note on K83: Leviton X7599-W
Note on L70: Leviton R62-W7599-TKW
Note on L71: Cooper Wiring TWRVGF15W
Note on L72: Leviton Receptacle WT599-W
Note on L73: Leviton Receptacle WT599-W
Note on L81: Leviton R62-W7599-TKW
Note on L82: Cooper Wiring TWRVGF15W
Note on L83: Leviton Receptacle WT599-W
Note on L84: Leviton Receptacle WT599-W
Note on M10: Add S&H
Note on M11: Add S&H
Note on M12: Add S&H
Note on M13: Add S&H
Note on M70: Bell MM420C
Note on M71: Cooper Wiring S3966W-SP
Note on M72: Taymac MM410C
Note on M81: Bell MM420C
Note on M82: Cooper Wiring S3966W-SP
Note on M83: Taymac MM410C
Note on N70: Leviton M24-80401-WMP 10-Pack
Note on N71: Cooper Wiring 5151W-SP-L 10-Pack
Note on N72: Leviton M02-80401-WMP
Note on N81: Leviton M24-80401-WMP 10-Pack
Note on N82: Cooper Wiring 5151W-SP-L 10-Pack
Note on N83: Leviton M02-80401-WMP
Note on O30: Fluorescent Workbench Light
Note on O41: Fluorescent Workbench Light
Note on P71: Cooper Wiring 357B
Note on P82: Cooper Wiring 357B
Note on Q69: For Juno IC23W Housing
Note on Q74: readywholesaleelectric.com Plus S&H
Note on Q80: For Juno IC23W Housing
Note on Q85: readywholesaleelectric.com Plus S&H
Note on S69: For Juno IC23W Housing
Note on S74: electricbargainstores.com Plus S&H
Note on S80: For Juno IC23W Housing
Note on S85: electricbargainstores.com Plus S&H
Note on T70: Leviton M24-01451-2WM 10-Pack
Note on T71: Cooper Wiring 1301-7W
Note on T72: Leviton 1451-2W 10-Pack
Note on T81: Leviton M24-01451-2WM 10-Pack
Note on T82: Cooper Wiring 1301-7W
Note on T83: Leviton 1451-2W 10-Pack
Note on U70: Leviton M22-01453-2WM 6-Pack
Note on U71: Cooper Wiring 1303-7W-L 10-Pack
Note on U72: Pass & Seymour 663WGCP
Note on U81: Leviton M22-01453-2WM 6-Pack
Note on U82: Cooper Wiring 1303-7W-L 10-Pack
Note on U83: Pass & Seymour 663WGCP
Note on V70: Leviton R62-0CSB4-2WS 20 Amp
Note on V71: Cooper Wiring CSB20AC4-WCC6
Note on V72: Leviton 54504-2W
Note on V81: Leviton R62-0CSB4-2WS 20 Amp
Note on V82: Cooper Wiring CSB20AC4-WCC6
Note on V83: Leviton 54504-2W
Note on W71: Pass & Seymour TP1WCP10 10-Pack
Note on W82: Pass & Seymour TP1WCP10 10-Pack
Note on X70: Levitron R52-88009-00W
Note on X71: Pass & Seymour TP2WCC30
Note on X81: Levitron R52-88009-00W
Note on X82: Pass & Seymour TP2WCC30
Note on Y70: Leviton R52-88011-00W
Note on Y71: Pass & Seymour TP3WCC12
Note on Y81: Leviton R52-88011-00W
Note on Y82: Pass & Seymour TP3WCC12
Note on Z70: Leviton R52-00PJ4-00W
Note on Z71: Pass & Seymour TP3WCC12
Note on Z81: Leviton R52-00PJ4-00W
Note on Z82: Pass & Seymour TP3WCC12
Note on AA70: Leviton M24-88001-WMP
Note on AA71: Pass & Seymour SP8-WCP10
Note on AA81: Leviton M24-88001-WMP
Note on AA82: Pass & Seymour SP8-WCP10
Note on AB70: Leviton R52-88009-00W
Note on AB71: Leviton R52-88009-00W
Note on AB81: Leviton R52-88009-00W
Note on AB82: Leviton R52-88009-00W
Note on AC70: Leviton R52-88011-00W
Note on AC71: Pass & Seymour TP3WCC12
Note on AC81: Leviton R52-88011-00W
Note on AC82: Pass & Seymour TP3WCC12
Note on AD70: Leviton R52-00PJ4-00W
Note on AD71: Pass & Seymour TP4WCC10
Note on AD81: Leviton R52-00PJ4-00W
Note on AD82: Pass & Seymour TP4WCC10
Note on AF41: BR North & South
Note on AF52: BR North & South
Note on AI70: Westinghouse 7787200
Note on AI71: Lutron 155213
Note on AI72: Leviton RTF01-10W
Note on AI81: Westinghouse 7787200
Note on AI82: Lutron 155213
Note on AI83: Leviton RTF01-10W
Note on AJ70: Lutron D-603PGH-DK
Note on AJ71: Lutron 70751
Note on AJ72: Lutron TG-600PH-WH
Note on AJ81: Lutron D-603PGH-DK
Note on AJ82: Lutron 70751
Note on AJ83: Lutron TG-600PH-WH
Note on AK72: SYLVANIA 10489
Note on AK83: SYLVANIA 10489
Note on AM72: Sylvania 15172
Note on AM83: Sylvania 15172
Note on AP70: Cooper Wiring 1212
Note on AP71: Utilitech 2206
Note on AP81: Cooper Wiring 1212
Note on AP82: Utilitech 2206
Note on AU70: TLM612SCUDP
Note on AU71: TLM612FCUD
Note on AU72: TLM612FCUD
Note on AU81: TLM612SCUDP
Note on AU82: TLM612FCUD
Note on AU83: TLM612FCUD
Note on AV70: DW-907
Note on AV71: 95B-B
Note on AV72: 101
Note on AV81: DW-907
Note on AV82: 95B-B
Note on AV83: 101
Note on AW70: Lithonia CUC8 17 120 LP S1 M4
Note on AW71: Utilitech WP217RNKLLU
Note on AW81: Lithonia CUC8 17 120 LP S1 M4
Note on AW82: Utilitech WP217RNKLLU
Note on BA10: Waterproof Shower Light Fixture
Note on AZ10: Waterproof Shower Light Fixture
Note on A5: Nailed into a stud
Note on A6: Installed in existing sheet rock wall
Note on A7: For Garbage Disposal
Note on A8: For Garbage Disposal
Note on A9: For Garbage Disposal
Note on A16: Includes Small Storage Rm (Office), Hall, & Stairs
Note on A38: Includes Heat for BR 3 (E) & J&J Bathroom
Note on A39: Includes Heat for BR 3 (E) & J&J Bathroom
Note on A40: Includes Heat for BR 3 (E) & J&J Bathroom
Note on A41: Includes Heat for BR 3 (E) & J&J Bathroom
Note on A42: Includes Heat for Bath for BR4 & Media Rm
Note on A43: Includes Heat for Bath for BR4 & Media Rm
Note on A44: Includes Heat for Bath for BR4 & Media Rm
Note on A49: Includes Heat for BR 3 (E) & J&J Bathroom
Note on A50: Includes Heat for BR 3 (E) & J&J Bathroom
Note on A52: Includes Heat for Bath for BR4 & Media Rm
Note on A53: Includes Heat for Bath for BR4 & Media Rm
Note on B23: For Juno IC23W Housing
Note on B24: For Juno IC23W Housing
Note on B25: For Juno IC20W ??? Housing
Note on C20: For Soffits
Note on D37: Hot Tub
Note on F14: Shed
Note on F15: Shed
Note on F26: Shed
Note on F29: Shed
Note on M10: Add S&H
Note on M11: Add S&H
Note on M12: Add S&H
Note on M13: Add S&H
Note on O30: Fluorescent Workbench Light
Note on O41: Fluorescent Workbench Light
Note on AF41: BR North & South
Note on AF52: BR North & South
Note on BA10: Waterproof Shower Light Fixture
Note on BA10: Waterproof Shower Light Fixture