## Alberta Existing Resources
Retirements
RETIREMENTS | GeneratorKey | Bus ID | Bus Name | Bus KV | Unit ID | Name | SubType | Long ID | Long Name | Commission Date | Retirement Date | Generator TypeID | PSSEMaxCap(MW) | Must Run |  | Area Name | Region Name | Fuel Type | Tech | Year | Age
OL | 71 | 54353 | ROSS 109 | 14.4 | 0 | Rossdl10 | NA | NA | Rossdale 10 Edmonton AB | #1966-01-01# | #2009-12-31# | 1 | 71 | #FALSE# |  | ALBERTA | CANADA | Gas | Steam | 1966 | 42
OL | 70 | 54352 | ROSS 9 | 14.4 | 9 | Rossdal9 | NA | NA | Rossdale 9 Edmonton AB | #1963-01-01# | #2009-12-31# | 1 | 71 | #FALSE# |  | ALBERTA | CANADA | Gas | Steam | 1963 | 45
OL | 69 | 54351 | ROSS 8 | 14.4 | 8 | Rossdal8 | NA | NA | Rossdale 8 Edmonton AB | #1960-01-01# | #2009-12-31# | 1 | 67 | #FALSE# |  | ALBERTA | CANADA | Gas | Steam | 1960 | 48
OL | 18 | 54138 | WABA#4GN | 18.5 | 4 | Wabamun4 | Coal | NA | Wabamun 4 Wabamun AB | #1968-01-01# | #2010-12-31# | 1 | 300 | #FALSE# |  | ALBERTA | CANADA | Coal | Steam | 1968 | 40
No additions | [10 empty] | Total MW Retiring |  | 509
SSG-WI 2008 BASE CASE GENERATOR LIST - UNITS ON LINE DURING 2008
GeneratorKey | Bus ID | Bus Name | Bus KV | Unit ID | Name | SubType | Long ID | Long Name | Commission Date | Retirement Date | PSSEMaxCap(MW) | Must Run | filter code | Area Name | Region Name | Fuel Type | Tech | Year | Age
6 | 54018 | WESGEN 9 | 13.8 | 1 | WstlckD1 | NA | NA | Westlock DVP 1 AB | #1996-01-01# | #2050-12-31# | 16.9 | #FALSE# | 1 | ALBERTA | CANADA | Bio | Steam | 1996 | 12
44 | 54276 | DVPL IA9 | 13.8 | 1 | Drayton | NA | NA | Drayton Valley IPP AB | #1995-01-01# | #2050-12-31# | 11.6 | #FALSE# | 1 | ALBERTA | CANADA | Bio | Steam | 1995 | 13
14 | 54122 | SUND#1GN | 18 | 1 | Sundanc1 | NA | NA | Sundance 1 Seba Beach AB | #1970-01-01# | #2050-12-31# | 300 | #FALSE# | 1 | ALBERTA | CANADA | Coal | Steam | 1970 | 38
15 | 54123 | SUND#3GN | 20 | 3 | Sundanc3 | NA | NA | Sundance 3 Seba Beach AB | #1976-01-01# | #2050-12-31# | 375 | #FALSE# | 1 | ALBERTA | CANADA | Coal | Steam | 1976 | 32
18 | 54138 | WABA#4GN | 18.5 | 4 | Wabamun4 | Coal | NA | Wabamun 4 Wabamun AB | #1968-01-01# | #2010-12-31# | 300 | #FALSE# | 1 | ALBERTA | CANADA | Coal | Steam | 1968 | 40
45 | 54280 | SUND#2GN | 18 | 2 | Sundanc2 | NA | NA | Sundance 2 Seba Beach AB | #1973-01-01# | #2050-12-31# | 300 | #FALSE# | 1 | ALBERTA | CANADA | Coal | Steam | 1973 | 35
46 | 54282 | SUND#4GN | 20 | 4 | Sundanc4 | NA | NA | Sundance 4 Seba Beach AB | #1977-01-01# | #2050-12-31# | 375 | #FALSE# | 1 | ALBERTA | CANADA | Coal | Steam | 1977 | 31
47 | 54283 | SUND#5GN | 20 | 5 | Sundanc5 | NA | NA | Sundance 5 Seba Beach AB | #1978-01-01# | #2050-12-31# | 375 | #FALSE# | 1 | ALBERTA | CANADA | Coal | Steam | 1978 | 30
48 | 54286 | SUND#6GN | 20 | 6A | Sundanc6 | NA | NA | Sundance 6 Seba Beach AB (UPGRADED) | #1980-01-01# | #2050-12-31# | 430 | #FALSE# | 1 | ALBERTA | CANADA | Coal | Steam | 1980 | 28
57 | 54330 | KEEP#1GN | 19 | 1 | Kephlls1 | Coal | NA | Keephills 1 Keephills AB | #1983-01-01# | #2050-12-31# | 421.3 | #FALSE# | 1 | ALBERTA | CANADA | Coal | Steam | 1983 | 25
58 | 54332 | KEEP#2GN | 19 | 2 | Kephlls2 | Coal | NA | Keephills 2 Keephills AB | #1984-01-01# | #2050-12-31# | 421.3 | #FALSE# | 1 | ALBERTA | CANADA | Coal | Steam | 1984 | 24
63 | 54345 | GENES 19 | 20.5 | 1 | Genesee1 | Coal | NA | Genesee 1 Genesee AB | #1994-10-01# | #2050-12-31# | 410 | #FALSE# | 1 | ALBERTA | CANADA | Coal | Steam | 1994 | 14
64 | 54346 | GENES 29 | 20.5 | 2 | Genesee2 | Coal | NA | Genesee 2 Genesee AB | #1989-06-01# | #2050-12-31# | 410 | #FALSE# | 1 | ALBERTA | CANADA | Coal | Steam | 1989 | 19
74 | 54490 | GENES 39 | 20.5 | 3 | Genesee3 | Coal | NA | Genesee 3 Genesee AB | #2005-03-01# | #2050-12-31# | 450 | #FALSE# | 1 | ALBERTA | CANADA | Coal | Steam | 2005 | 3
85 | 54667 | CANCARB9 | 13.8 | 1 | Cancarb1 | NA | NA | Cancarb 1 Medicine Hat AB | #2000-12-28# | #2050-12-31# | 46 | #FALSE# | 1 | ALBERTA | CANADA | Coal | Steam | 2000 | 8
86 | 54708 | SHEER 1 | 19 | 1 | Shernss1 | Coal | NA | Sheerness 1 Hanna AB | #1986-01-01# | #2050-12-31# | 383 | #FALSE# | 1 | ALBERTA | CANADA | Coal | Steam | 1986 | 22
87 | 54712 | SHEER 29 | 19 | 2 | Shernss2 | Coal | NA | Sheerness 2 Hanna AB | #1990-01-01# | #2050-12-31# | 383 | #FALSE# | 1 | ALBERTA | CANADA | Coal | Steam | 1990 | 18
9 | 54051 | DOW GEN2 | 14.4 | 2 | DowChmcl2 | NA | NA | Dow Chemical 2 Ft Saskatchewan | #1999-01-01# | #2050-12-31# | 110 | #FALSE# | 1 | ALBERTA | CANADA | Gas | CCCT | 1999 | 9
26 | 54165 | SPRAY G1 | 13.2 | 1 | SPRAY G1_1 | NA | NA | Spray G1 | #1951-01-01# | #2050-12-31# | 47.5 | #FALSE# | 1 | ALBERTA | CANADA | Gas | SCCT | 1951 | 57
43 | 54266 | PANCAN 9 | 138 | 2 | PANCAN 9_2 | NA | NA | PANCAN Cavalier | #2001-01-01# | #2050-12-31# | 0 | #FALSE# | 1 | ALBERTA | CANADA | Gas | SCCT | 2001 | 7
62 | 54343 | DOW GEN1 | 14.2 | 1 | DowChmcl1 | NA | NA | Dow Chemical 1 Ft Saskatchewan | #1999-01-01# | #2050-12-31# | 110 | #FALSE# | 1 | ALBERTA | CANADA | Gas | CCCT | 1999 | 9
65 | 54347 | CBAR 1 9 | 16 | 1 | ClovrBr1 | NA | NA | Clover Bar 1 Edmonton AB | #1970-08-01# | #2050-12-31# | 158 | #FALSE# | 1 | ALBERTA | CANADA | Gas | Steam | 1970 | 38
66 | 54348 | CBAR 2 9 | 16 | 2 | ClovrBr2 | NA | NA | Clover Bar 2 Edmonton AB | #1973-06-01# | #2050-12-31# | 158 | #FALSE# | 1 | ALBERTA | CANADA | Gas | Steam | 1973 | 35
67 | 54349 | CBAR 3 9 | 16 | 3 | ClovrBr3 | NA | NA | Clover Bar 3 Edmonton AB | #1977-02-01# | #2050-12-31# | 158 | #FALSE# | 1 | ALBERTA | CANADA | Gas | Steam | 1977 | 31
68 | 54350 | CBAR 4 9 | 16 | 4 | ClovrBr4 | NA | NA | Clover Bar 4 Edmonton AB | #1979-01-01# | #2050-12-31# | 158 | #FALSE# | 1 | ALBERTA | CANADA | Gas | Steam | 1979 | 29
69 | 54351 | ROSS 8 | 14.4 | 8 | Rossdal8 | NA | NA | Rossdale 8 Edmonton AB | #1960-01-01# | #2009-12-31# | 67 | #FALSE# | 1 | ALBERTA | CANADA | Gas | Steam | 1960 | 48
70 | 54352 | ROSS 9 | 14.4 | 9 | Rossdal9 | NA | NA | Rossdale 9 Edmonton AB | #1963-01-01# | #2009-12-31# | 71 | #FALSE# | 1 | ALBERTA | CANADA | Gas | Steam | 1963 | 45
71 | 54353 | ROSS 109 | 14.4 | 0 | Rossdl10 | NA | NA | Rossdale 10 Edmonton AB | #1966-01-01# | #2009-12-31# | 71 | #FALSE# | 1 | ALBERTA | CANADA | Gas | Steam | 1966 | 42
72 | 54426 | CMH7&10R | 13.8 | 10 | MedcnHt10 | NA | NA | Medicine Hat 10 | #1993-01-01# | #2050-12-31# | 28.2 | #FALSE# | 1 | ALBERTA | CANADA | Gas | SCCT | 1993 | 15
73 | 54426 | CMH7&10R | 13.8 | 7 | MedcnHt7 | NA | NA | Medicine Hat 7 | #1953-01-01# | #2050-12-31# | 29.9 | #FALSE# | 1 | ALBERTA | CANADA | Gas | SCCT | 1953 | 55
75 | 54543 | RBW 1 | 14.4 | 1 | Rainbw1 | NA | NA | Rainbow 1 Rainbow Lake AB | #1968-01-01# | #2050-12-31# | 30 | #FALSE# | 1 | ALBERTA | CANADA | Gas | SCCT | 1968 | 40
76 | 54544 | RBW 2 | 14.4 | 2 | Rainbw2 | NA | NA | Rainbow 2 Rainbow Lake AB | #1970-01-01# | #2050-12-31# | 40 | #FALSE# | 1 | ALBERTA | CANADA | Gas | SCCT | 1970 | 38
77 | 54545 | RBW 3 | 14.4 | 3 | Rainbw3 | NA | NA | Rainbow 3 Rainbow Lake AB | #1966-01-01# | #2050-12-31# | 20 | #FALSE# | 1 | ALBERTA | CANADA | Gas | SCCT | 1966 | 42
79 | 54577 | POPLAR-4 | 13.8 | 1 | PplrHll1 | NA | NA | Poplar Hill 1 AB | #1998-12-31# | #2050-12-31# | 45 | #FALSE# | 1 | ALBERTA | CANADA | Gas | SCCT | 1998 | 10
81 | 54592 | HR MILN9 | 15 | 1 | Milner1 | NA | NA | Milner 1 Grande Cache AB | #1972-01-01# | #2050-12-31# | 150 | #FALSE# | 1 | ALBERTA | CANADA | Gas | Steam | 1972 | 36
90 | 54726 | TAR-LD-2 | 69 | G4 | Millenium4 | NA | NA | Millenium 4 Suncor Tar Sands Fort McMurray AB | #2003-06-25# | #2050-12-31# | 75 | #FALSE# | 1 | ALBERTA | CANADA | Gas | CCCT | 2003 | 5
91 | 54731 | PRIM GEN | 13.8 | 1 | Primros1 | NA | NA | Primrose 1 | #1998-11-20# | #2050-12-31# | 95 | #FALSE# | 1 | ALBERTA | CANADA | Gas | SCCT | 1998 | 10
92 | 54850 | SYNC_G59 | 13.8 | G5 | Syncrude5 | NA | NA | Syncrude Aurora 5 AB | #1978-01-01# | #2050-12-31# | 23 | #FALSE# | 1 | ALBERTA | CANADA | Gas | CCCT | 1978 | 30
95 | 54852 | SYNC_G49 | 13.8 | G4 | Syncrude4 | NA | NA | Syncrude Aurora 4 AB | #1978-01-01# | #2050-12-31# | 50 | #FALSE# | 1 | ALBERTA | CANADA | Gas | CCCT | 1978 | 30
96 | 54856 | SYNC_G39 | 13.8 | G3 | Syncrude3 | NA | NA | Syncrude Aurora 3 AB | #1978-01-01# | #2050-12-31# | 23 | #FALSE# | 1 | ALBERTA | CANADA | Gas | CCCT | 1978 | 30
98 | 54858 | MIL_G3 | 13.8 | G3 | Millenium3 | NA | NA | Millenium 3 Suncor Tar Sands Fort McMurray AB | #2002-09-04# | #2050-12-31# | 76.5 | #FALSE# | 1 | ALBERTA | CANADA | Gas | CCCT | 2002 | 6
99 | 54861 | SYNC_G29 | 13.8 | G2 | Syncrude2 | NA | NA | Syncrude Aurora 2 AB | #1978-01-01# | #2050-12-31# | 46.6 | #FALSE# | 1 | ALBERTA | CANADA | Gas | CCCT | 1978 | 30
101 | 54863 | SUNC_G19 | 13.8 | G1 | Suncor1 | NA | NA | Suncor Millennium (Poplar Creek/Ft McMurray) 1 | #2000-01-01# | #2050-12-31# | 34.4 | #FALSE# | 1 | ALBERTA | CANADA | Gas | CCCT | 2000 | 8
105 | 54876 | SYNC_G19 | 13.8 | G1 | Syncrude1 | NA | NA | Syncrude Aurora 1 AB | #1978-01-01# | #2050-12-31# | 57.6 | #FALSE# | 1 | ALBERTA | CANADA | Gas | CCCT | 1978 | 30
106 | 54877 | SYNC_G69 | 13.8 | G6 | Syncrude6 | NA | NA | Syncrude Aurora 6 AB | #1978-01-01# | #2050-12-31# | 70 | #FALSE# | 1 | ALBERTA | CANADA | Gas | CCCT | 1978 | 30
113 | 55036 | CMH 5 9 | 13.8 | 5 | MedcnHt5 | NA | NA | Medicine Hat 5 | #1975-01-01# | #2050-12-31# | 15.4 | #FALSE# | 1 | ALBERTA | CANADA | Gas | SCCT | 1975 | 33
114 | 55037 | RBW5 | 14.4 | 5 | Rainbw56 | NA | NA | Rainbow 5&6 Rainbow Lake AB | #2001-12-14# | #2050-12-31# | 45 | #FALSE# | 1 | ALBERTA | CANADA | Gas | SCCT | 2001 | 7
115 | 55038 | CMH 12 9 | 13.8 | 12 | MedcnHt12 | NA | NA | Medicine Hat 12 | #1996-10-01# | #2050-12-31# | 39.8 | #FALSE# | 1 | ALBERTA | CANADA | Gas | Steam | 1996 | 12
116 | 55039 | CMH 11R9 | 13.8 | 11 | MedcnHt11 | NA | NA | Medicine Hat 11 | #1993-01-01# | #2050-12-31# | 27.9 | #FALSE# | 1 | ALBERTA | CANADA | Gas | SCCT | 1993 | 15
117 | 55040 | CMH 8 9 | 13.8 | 8 | MedcnHt8 | NA | NA | Medicine Hat 8 | #1980-01-01# | #2050-12-31# | 44.9 | #FALSE# | 1 | ALBERTA | CANADA | Gas | SCCT | 1980 | 28
118 | 55041 | CMH 9 9 | 13.8 | 9 | MedcnHt9 | NA | NA | Medicine Hat 9 | #1980-01-01# | #2050-12-31# | 44.9 | #FALSE# | 1 | ALBERTA | CANADA | Gas | SCCT | 1980 | 28
119 | 55050 | REDW GT | 13.8 | 1 | Redwater | NA | NA | Redwater | #2001-11-30# | #2050-12-31# | 40.8 | #FALSE# | 1 | ALBERTA | CANADA | Gas | SCCT | 2001 | 7
120 | 55054 | CMH 3R 9 | 13.8 | 3 | MedcnHt3 | NA | NA | Medicine Hat 3 | #1974-01-01# | #2050-12-31# | 37.8 | #FALSE# | 1 | ALBERTA | CANADA | Gas | Steam | 1974 | 34
123 | 55065 | AIR LIQC | 13.8 | 1 | AirLiqd1 | NA | NA | Air Liquide 1 Scotford AB | #2000-01-01# | #2050-12-31# | 89 | #FALSE# | 1 | ALBERTA | CANADA | Gas | CCCT | 2000 | 8
124 | 55066 | FORT NE9 | 13.8 | 1 | FrtNelsn1 | NA | NA | Fort Nelson 1 AB | #1999-04-28# | #2050-12-31# | 49 | #FALSE# | 1 | ALBERTA | CANADA | Gas | SCCT | 1999 | 9
125 | 55069 | RBW 4 | 13.8 | 4 | Rainbw4 | NA | NA | Rainbow 4 Rainbow Lake AB | #1999-02-01# | #2050-12-31# | 45 | #FALSE# | 1 | ALBERTA | CANADA | Gas | SCCT | 1999 | 9
127 | 55097 | DOWSTG 9 | 14.4 | 2 | DowABST | NA | NA | Dow ST Fort Saskatchewan AB | #1999-11-03# | #2050-12-31# | 45 | #FALSE# | 1 | ALBERTA | CANADA | Gas | CCCT | 1999 | 9
128 | 55098 | DOWGTG 9 | 13.8 | 1 | DowABGT | NA | NA | Dow GT Fort Saskatchewan AB | #1999-11-03# | #2050-12-31# | 85 | #FALSE# | 1 | ALBERTA | CANADA | Gas | CCCT | 1999 | 9
130 | 55134 | ELMWORTH | 6.9 | 5 | ELMWORTH_5 | NA | NA | Northstone Grande Prairie | #2002-01-01# | #2050-12-31# | 3 | #FALSE# | 1 | ALBERTA | CANADA | Gas | IC | 2002 | 6
135 | 55171 | VALLEYVI | 13.8 | 1 | Sturg3VV | NA | NA | Sturgeon 3 (Valleyview) | #2001-12-13# | #2050-12-31# | 45 | #FALSE# | 1 | ALBERTA | CANADA | Gas | SCCT | 2001 | 7
139 | 55186 | SCOTF GT | 13.8 | 2 | ScotfordGT | NA | NA | Scotford GT (Shell) | #2004-02-16# | #2050-12-31# | 93.8 | #FALSE# | 1 | ALBERTA | CANADA | Gas | CCCT | 2004 | 4
140 | 55187 | CECGT | 18 | 1 | Calgary1 | NA | NA | Calgary EC1 | #2003-03-31# | #2050-12-31# | 158 | #FALSE# | 1 | ALBERTA | CANADA | Gas | CCCT | 2003 | 5
141 | 55188 | CECST | 13.8 | 2 | Calgary2 | NA | NA | Calgary EC2 | #2003-03-31# | #2050-12-31# | 50 | #FALSE# | 1 | ALBERTA | CANADA | Gas | CCCT | 2003 | 5
142 | 55197 | NOVA GT1 | 18 | 1 | NovaJffr1A | NA | NA | Nova Joffre CC 1A Joffre AB | #2000-03-14# | #2050-12-31# | 170 | #FALSE# | 1 | ALBERTA | CANADA | Gas | CCCT | 2000 | 8
143 | 55198 | NOVA GT2 | 18 | 2 | NovaJffr1B | NA | NA | Nova Joffre CC 1B Joffre AB | #2000-03-14# | #2050-12-31# | 170 | #FALSE# | 1 | ALBERTA | CANADA | Gas | CCCT | 2000 | 8
144 | 55200 | NOVA ST1 | 15.7 | 3 | JoffrCgnP | NA | NA | Joffre Cogen Project | #2000-09-01# | #2050-12-31# | 145 | #FALSE# | 1 | ALBERTA | CANADA | Gas | Steam | 2000 | 8
145 | 55218 | SUNC G29 | 13.8 | G2 | Suncor2 | NA | NA | Suncor Millennium (Poplar Creek/Ft McMurray) 2 | #2000-01-01# | #2050-12-31# | 31.4 | #FALSE# | 1 | ALBERTA | CANADA | Gas | CCCT | 2000 | 8
148 | 55247 | CAVAL_B | 13.8 | 2 | Cavalier2 | NA | NA | Cavalier 2 | #2001-08-22# | #2050-12-31# | 40.8 | #FALSE# | 1 | ALBERTA | CANADA | Gas | SCCT | 2001 | 7
149 | 55247 | CAVAL_B | 13.8 | 3 | Cavalier3 | NA | NA | Cavalier 3 | #2002-05-31# | #2050-12-31# | 25.5 | #FALSE# | 1 | ALBERTA | CANADA | Gas | SCCT | 2002 | 6
151 | 55251 | CARSELA1 | 13.8 | 1 | Carslnd1 | NA | NA | Carseland 1 | #2001-12-13# | #2050-12-31# | 40 | #FALSE# | 1 | ALBERTA | CANADA | Gas | SCCT | 2001 | 7
155 | 55290 | BALZ 1&2 | 13.8 | 1 | Balzac1 | NA | NA | Balzac CC1 | #2001-12-14# | #2050-12-31# | 40.8 | #FALSE# | 1 | ALBERTA | CANADA | Gas | SCCT | 2001 | 7
156 | 55290 | BALZ 1&2 | 13.8 | 3 | Balzac3 | NA | NA | Balzac CC3 | #2002-05-31# | #2050-12-31# | 25.5 | #FALSE# | 1 | ALBERTA | CANADA | Gas | SCCT | 2002 | 6
157 | 55293 | BALZ 3 | 13.8 | 2 | Balzac2 | NA | NA | Balzac CC2 | #2001-12-14# | #2050-12-31# | 40.8 | #FALSE# | 1 | ALBERTA | CANADA | Gas | SCCT | 2001 | 7
161 | 55301 | FCG1 | 13.8 | 1 | Foster Creek1 | NA | NA | Foster Creek 1 Cold Lake AB | #2003-04-01# | #2050-12-31# | 45 | #FALSE# | 1 | ALBERTA | CANADA | Gas | SCCT | 2003 | 5
162 | 55302 | FCG2 | 13.8 | 1 | Foster Creek2 | NA | NA | Foster Creek 1 Cold Lake AB | #2003-04-01# | #2050-12-31# | 45 | #FALSE# | 1 | ALBERTA | CANADA | Gas | SCCT | 2003 | 5
171 | 55639 | AUR_GTG1 | 13.8 | 1 | SyncrudeTar | NA | NA | Syncrude Tar Sands Fort McMurray AB | #2000-05-23# | #2050-12-31# | 86 | #FALSE# | 1 | ALBERTA | CANADA | Gas | CCCT | 2000 | 8
172 | 55640 | MIL_G5 9 | 13.8 | G5 | Millenium5 | NA | NA | Millenium 5 Suncor Tar Sands Fort McMurray AB | #2003-05-30# | #2050-12-31# | 123 | #FALSE# | 1 | ALBERTA | CANADA | Gas | CCCT | 2003 | 5
174 | 55704 | MIL_G6 9 | 13.8 | G6 | Millenium6 | NA | NA | Millenium 6 Suncor Tar Sands Fort McMurray AB | #2003-05-30# | #2050-12-31# | 123 | #FALSE# | 1 | ALBERTA | CANADA | Gas | CCCT | 2003 | 5
178 | 55904 | MUSKEG4 | 13.8 | 1 | MuskgRvr1 | NA | NA | Muskeg River Mine Cogeneration 1 | #2002-12-28# | #2050-12-31# | 75 | #FALSE# | 1 | ALBERTA | CANADA | Gas | SCCT | 2002 | 6
179 | 55905 | MUSKEG6 | 13.8 | 2 | MuskgRvr2 | NA | NA | Muskeg River Mine Cogeneration 2 | #2002-12-28# | #2050-12-31# | 75 | #FALSE# | 1 | ALBERTA | CANADA | Gas | SCCT | 2002 | 6
181 | 55967 | BEARCK2 | 13.8 | 1 | BearCrk1 | NA | NA | Bear Creek (Grande Prairie) 1 | #2003-02-28# | #2050-12-31# | 52.3 | #FALSE# | 1 | ALBERTA | CANADA | Gas | CCCT | 2003 | 5
182 | 55968 | BEARCK3 | 13.8 | 2 | BearCrk2 | NA | NA | Bear Creek (Grande Prairie) 2 | #2003-02-28# | #2050-12-31# | 34 | #FALSE# | 1 | ALBERTA | CANADA | Gas | CCCT | 2003 | 5
186 | 55978 | SCOTF ST | 13.8 | 2 | ScotfordST | NA | NA | Scotford ST (Shell) | #2004-02-16# | #2050-12-31# | 90.1 | #FALSE# | 1 | ALBERTA | CANADA | Gas | CCCT | 2004 | 4
188 | 55980 | SCOT4_1 | 6.9 | 1 | SCOT4_1_1 | NA | NA | Scotford Refinery Fort Saskatchewan | #2003-01-01# | #2050-12-31# | 0 | #FALSE# | 1 | ALBERTA | CANADA | Gas | CCCT | 2003 | 5
189 | 55982 | CARSELA2 | 13.8 | 2 | Carslnd2 | NA | NA | Carseland 2 | #2001-12-13# | #2050-12-31# | 40 | #FALSE# | 1 | ALBERTA | CANADA | Gas | SCCT | 2001 | 7
190 | 55984 | MAHKE-G2 | 13.8 | 2 | ColdLake2 | NA | NA | Cold Lake 2 (Mahkeses) | #2002-12-31# | #2050-12-31# | 76.5 | #FALSE# | 1 | ALBERTA | CANADA | Gas | SCCT | 2002 | 6
191 | 55986 | MAHKE-G1 | 13.8 | 1 | ColdLake1 | NA | NA | Cold Lake 1 (Mahkeses) | #2002-12-31# | #2050-12-31# | 76.5 | #FALSE# | 1 | ALBERTA | CANADA | Gas | SCCT | 2002 | 6
192 | 55988 | CAVAL_A | 13.8 | 1 | Cavalier1 | NA | NA | Cavalier 1 | #2001-08-22# | #2050-12-31# | 40.8 | #FALSE# | 1 | ALBERTA | CANADA | Gas | SCCT | 2001 | 7
201 | 55999 | PLANGEN9 | 13.8 | 9 | Balzac4 | NA | NA | Balzac Planned | #2001-07-01# | #2050-12-31# | 60 | #FALSE# | 1 | ALBERTA | CANADA | Gas | SCCT | 2001 | 7
202 | 54294 | MACKAY2 | 18 | 1 | Mackay | NA | NA | Mackay Fort McMurray AB | #2004-04-18# | #2050-12-31# | 170 | #FALSE# | 1 | ALBERTA | CANADA | Gas | SCCT | 2004 | 4
12 | 54096 | BIGHORN1 | 13.8 | 1 | BIGHORN1_1 | Hydro | NA | Bighorn 1 Lake Abraham AB | #1972-01-01# | #2050-12-31# | 60 | #FALSE# | 1 | ALBERTA | CANADA | Hydro | Hydro | 1972 | 36
13 | 54102 | BIGHORN2 | 13.8 | 2 | BIGHORN2_2 | Hydro | NA | Bighorn 2 Lake Abraham AB | #1972-01-01# | #2050-12-31# | 60 | #FALSE# | 1 | ALBERTA | CANADA | Hydro | Hydro | 1972 | 36
19 | 54143 | BRAZ#1 9 | 13.7 | 1 | BRAZ#1 9_1 | Hydro | NA | Brazeau 1 Brazeau River AB | #1966-01-01# | #2050-12-31# | 157.6 | #FALSE# | 1 | ALBERTA | CANADA | Hydro | Hydro | 1966 | 42
20 | 54146 | BRAZ#2 9 | 13.7 | 2 | BRAZ#2 9_2 | Hydro | NA | Brazeau 2 Brazeau River AB | #1966-01-01# | #2050-12-31# | 187.6 | #FALSE# | 1 | ALBERTA | CANADA | Hydro | Hydro | 1966 | 42
27 | 54167 | CASCADE9 | 13.2 | 1 | CASCADE9_1 | Hydro | NA | Cascade Unit 1 | #1942-01-01# | #2050-12-31# | 18 | #FALSE# | 1 | ALBERTA | CANADA | Hydro | Hydro | 1942 | 66
28 | 54167 | CASCADE9 | 13.2 | 2 | CASCADE9_2 | Hydro | NA | Cascade Unit 2 | #1957-01-01# | #2050-12-31# | 18 | #FALSE# | 1 | ALBERTA | CANADA | Hydro | Hydro | 1957 | 51
29 | 54171 | GHOST A9 | 13.2 | 2 | GHOST A9_2 | Hydro | NA | Ghost 2 | #1929-01-01# | #2050-12-31# | 17 | #FALSE# | 1 | ALBERTA | CANADA | Hydro | Hydro | 1929 | 79
30 | 54171 | GHOST A9 | 13.2 | 3 | GHOST A9_3 | Hydro | NA | Ghost 3 | #1929-01-01# | #2050-12-31# | 17 | #FALSE# | 1 | ALBERTA | CANADA | Hydro | Hydro | 1929 | 79
31 | 54171 | GHOST A9 | 13.2 | 4 | GHOST A9_4 | Hydro | NA | Ghost 4 | #1929-01-01# | #2050-12-31# | 26 | #FALSE# | 1 | ALBERTA | CANADA | Hydro | Hydro | 1929 | 79
32 | 54172 | BEARSPWB | 25 | 1 | BEARSPWB_1 | Hydro | NA | Bow Hydro System 1-22 Bow R AB | #1954-01-01# | #2050-12-31# | 16 | #FALSE# | 1 | ALBERTA | CANADA | Hydro | Hydro | 1954 | 54
33 | 54174 | SPRAY G2 | 13.2 | 1 | SPRAY G2_1 | NA | NA | Spray G2 | #1969-01-01# | #2050-12-31# | 47.5 | #FALSE# | 1 | ALBERTA | CANADA | Hydro | Hydro | 1969 | 39
36 | 54179 | KANANAS9 | 12 | 3 | KANANAS9_3 | Hydro | NA | Kananaskis | #1951-01-01# | #2050-12-31# | 10 | #FALSE# | 1 | ALBERTA | CANADA | Hydro | Hydro | 1951 | 57
37 | 54180 | RUNDLE G | 13.8 | 1 | RUNDLE G_1 | Hydro | NA | Rundle 1 Spray Lake AB | #1951-01-01# | #2050-12-31# | 17 | #FALSE# | 1 | ALBERTA | CANADA | Hydro | Hydro | 1951 | 57
38 | 54180 | RUNDLE G | 13.8 | 2 | RUNDLE G_2 | Hydro | NA | Rundle 2 Spray Lake AB | #1960-01-01# | #2050-12-31# | 30 | #FALSE# | 1 | ALBERTA | CANADA | Hydro | Hydro | 1960 | 48
39 | 54192 | POCATEA9 | 13.8 | 1 | POCATEA9_1 | NA | NA | Pocatera Bow River AB | #1954-01-01# | #2050-12-31# | 12.5 | #FALSE# | 1 | ALBERTA | CANADA | Hydro | Hydro | 1954 | 54
40 | 54197 | BARRIER9 | 13.2 | 1 | BARRIER9_1 | NA | NA | Barrier 13 2 Bow River AB | #1954-01-01# | #2050-12-31# | 11.3 | #FALSE# | 1 | ALBERTA | CANADA | Hydro | Hydro | 1954 | 54
42 | 54255 | CHINOOK9 | 34.5 | 1 | CHINOOK9_1 | NA | NA | Chinook 35 Pincher Creek AB | #1995-01-01# | #2050-12-31# | 11.3 | #FALSE# | 1 | ALBERTA | CANADA | Hydro | Hydro | 1995 | 13
54 | 54322 | CHIN CH9 | 13.8 | 1 | CHIN CH9_1 | Hydro | NA | Chin Chute 1 AB | #1950-01-01# | #2050-12-31# | 11 | #FALSE# | 1 | ALBERTA | CANADA | Hydro | Hydro | 1950 | 58
56 | 54328 | RAY RES9 | 13.8 | 1 | RAY RES9_1 | Hydro | NA | Raymond Reservoir 1 AB | #1950-01-01# | #2050-12-31# | 18.5 | #FALSE# | 1 | ALBERTA | CANADA | Hydro | Hydro | 1950 | 58
88 | 54719 | BAT #3 | 16 | 3 | BAT #3_3 | Hydro | NA | Battle R 3 Forestburg AB | #1981-01-01# | #2050-12-31# | 158.5 | #FALSE# | 1 | ALBERTA | CANADA | Hydro | Hydro | 1981 | 27
89 | 54720 | BAT #4 | 16 | 4 | BAT #4_4 | Hydro | NA | Battle R 4 Forestburg AB | #1981-01-01# | #2050-12-31# | 158.5 | #FALSE# | 1 | ALBERTA | CANADA | Hydro | Hydro | 1981 | 27
97 | 54857 | SYNC_B79 | 13.8 | 16 | SYNC_B79_16 | Hydro | NA | Swift II 3 | #1950-01-01# | #2050-12-31# | 10 | #FALSE# | 1 | ALBERTA | CANADA | Hydro | Hydro | 1950 | 58
126 | 55084 | BAT #5 | 21 | 5 | BAT #5_5 | Hydro | NA | Battle R 5 Forestburg AB | #1981-01-01# | #2050-12-31# | 375 | #FALSE# | 1 | ALBERTA | CANADA | Hydro | Hydro | 1981 | 27
136 | 55176 | GHOST G9 | 2.3 | 1 | GHOST G9_1 | NA | NA | #N/A | #1929-01-01# | #2050-12-31# | 0 | #FALSE# | 1 | ALBERTA | CANADA | Hydro | Hydro | 1929 | 79
146 | 55230 | OLDMAN R | 13.8 | 1 | OLDMAN R_1 | Hydro | NA | Oldman Dam 1 | #2001-07-01# | #2050-12-31# | 16.1 | #FALSE# | 1 | ALBERTA | CANADA | Hydro | Hydro | 2001 | 7
147 | 55230 | OLDMAN R | 13.8 | 2 | OLDMAN R_2 | Hydro | NA | Oldman Dam 2 | #1950-01-01# | #2050-12-31# | 16.1 | #FALSE# | 1 | ALBERTA | CANADA | Hydro | Hydro | 1950 | 58
170 | 55495 | TAYLOR 9 | 13.8 | 1 | TAYLOR 9_1 | Hydro | NA | Taylor Chute | #2000-09-15# | #2050-12-31# | 12.6 | #FALSE# | 1 | ALBERTA | CANADA | Hydro | Hydro | 2000 | 8
41 | 54231 | US WIND9 | 34.5 | 1 | US WIND9_1 | Hourly Resource | NA | wind US Wind I Cowley Ridge AB | #1994-01-01# | #2050-12-31# | 10.1 | #FALSE# | 1 | ALBERTA | CANADA | Wind | Wind | 1994 | 14
152 | 55264 | COWLEY N | 25 | 1 | COWLEY N_1 | NA | NA | Cowley Ridge (Sinnott) | #2001-10-01# | #2050-12-31# | 19.5 | #FALSE# | 1 | ALBERTA | CANADA | Wind | Wind | 2001 | 7
176 | 55898 | MCBRIDE3 | 25 | 2 | MCBRIDE3_2 | Hourly Resource | NA | wind McBride Lake AB | #2003-01-01# | #2050-12-31# | 9.9 | #FALSE# | 1 | ALBERTA | CANADA | Wind | Wind | 2003 | 5
177 | 55899 | MCBRIDE2 | 25 | 1 | MCBRIDE2_1 | Hourly Resource | NA | wind McBride Lake AB | #2003-01-01# | #2050-12-31# | 26.4 | #FALSE# | 1 | ALBERTA | CANADA | Wind | Wind | 2003 | 5
180 | 55942 | CASTRIV3 | 25 | 2 | CASTRIV3_2 | Hourly Resource | NA | wind Vision Quest II-2 Castle River AB | #1950-01-01# | #2050-12-31# | 18.5 | #FALSE# | 1 | ALBERTA | CANADA | Wind | Wind | 1950 | 58
183 | 55972 | CASTRIV2 | 25 | 1 | CASTRIV2_1 | Hourly Resource | NA | wind Vision Quest II-1 Castle River AB | #2000-01-01# | #2050-12-31# | 21.1 | #FALSE# | 1 | ALBERTA | CANADA | Wind | Wind | 2000 | 8
55 | 54323 | WHITEGE9 | 12.5 | 1 | WhtcrtP1 | NA | NA | Whitecourt Power 1 Whitecourt | #1994-12-01# | #2050-12-31# | 33 | #FALSE# | 1 | ALBERTA | CANADA | Wood | Steam | 1994 | 14
[9 empty] | Total Generation |  | 11859.3
with wind=20% of installed cap

## AlbertaRsAdds&Retiremtsthru2015
Alberta New Generation or Retired Generation 2008-2015
WECC Bus | Unit ID | Name | Type | Region | Gross MCR (MW) | AUX Load (MW) | Year of Retirement | Year of ISD | NET 2015 Increm MW
54130 | '3 ' | 'SUND#3GN' | COAL | N | 430 | 27 |  | Upgrades | 55
54139 | '1 ' | 'WABA#1GN' | COAL | N | 63.7 |  | 2004 |  |  | already retired in Existing-2008 Sheet
54140 | '2 ' | 'WABA#2GN' | COAL | N | 63.7 |  | 2004 |  |  | already retired in Existing-2008 Sheet
54146 | '4 ' | 'WABA#4GN' | COAL | N | 301 | 22 | 2010 |  |  | already retired in Existing-2008 Sheet
54342 | '4 ' | 'SUND#4GN' | COAL | N | 430 | 27 |  | Upgrades | 55
54422 | '1 ' | 'KEEP#1GN' | COAL | N | 438 | 27 |  | Upgrades | 16.7
54424 | '2 ' | 'KEEP#2GN' | COAL | N | 438 | 27 |  | Upgrades | 16.7
54490 | '3 ' | 'GENES 39' | COAL | N | 506 | 36 |  | Upgrades | 56
54493 | '1 ' | 'CBAR 1 9' | G | N | 157.3 |  | 2006 |  |  | already retired in Existing-2008 Sheet
54494 | '2 ' | 'CBAR 2 9' | G | N | 157.3 |  | 2006 |  |  | already retired in Existing-2008 Sheet
54495 | '3 ' | 'CBAR 3 9' | G | N | 157.3 |  | 2006 |  |  | already retired in Existing-2008 Sheet
54496 | '4 ' | 'CBAR 4 9' | G | N | 157.3 |  | 2006 |  |  | already retired in Existing-2008 Sheet
54497 | '8 ' | 'ROSS 8 ' | G | N | 66.7 |  | 2011 |  |  | already retired in Existing-2008 Sheet
54498 | '9 ' | 'ROSS 9 ' | G | N | 70.7 |  | 2011 |  |  | already retired in Existing-2008 Sheet
54499 | '0 ' | 'ROSS 109' | G | N | 70.7 |  | 2011 |  |  | already retired in Existing-2008 Sheet
54057 | 'G1' | 'HANG G-L' | GTC | N | 86 |  |  | 2008-05-15 | 86
55495 | '3 ' | 'BAT #3 ' | COAL | C | 159 | 11 | 2013 |  | -159
55496 | '4 ' | 'BAT #4 ' | COAL | C | 159 | 11 | 2013 |  | -159
54057 | 'G1' | 'NEXENG1 ' | GTC | N | 84 |  |  | 2007-05-15 | 84
54057 | 'G2' | 'NEXENG2 ' | GTC | N | 84 |  |  | 2007-05-15 | 84
54514 | 'G1' | 'MEGENER2' | GTC | N | 85 |  |  | 2008-05-15 | 85
54514 | 'G3' | 'NEX_13-3' | GTC | N | 11.5 |  |  | 2007-05-15 | 11.5
54514 | 'G4' | 'NEX_13-3' | GTC | N | 11.5 |  |  | 2007-05-15 | 11.5
56233 | 'G7' | 'SYNC_UE5' | GTC | N | 75 |  |  | 2005-05-15 | 75
57233 | 'G8' | 'SYNC_UE4' | GTC | N | 27 |  |  | 2005-05-15 | 27
54514 | '2 ' | 'MACKAYG2' | GTC | N | 85 |  |  | 2008-05-15 | 85
54514 | '3 ' | 'MACKAYG3' | GTC | N | 85 |  |  | 2008-05-15 | 85
59207 | '1 ' | 'AUR_GTG2' | GTC | N | 86 |  |  | 2006-05-15 | 86
54159 | '3 ' | 'KEEUN3 ' | COAL | N | 506 | 36 |  | 2011-05-15 | 506
54161 | '4 ' | 'KEEUN4 ' | COAL | N | 506 | 36 |  | 2013-05-15 | 506
54160 | '4 ' | 'GENUN4 ' | COAL | N | 506 | 36 |  | 2015-05-15 | 506
54514 | 'E1' | 'CCGT1 ' | CCG+H | N | 172 |  |  | 2007-05-15 | 172
54136 | 'E2' | 'CCGT2 ' | CCG+H | N | 172 |  |  | 2009-05-15 | 172
54136 | 'E3' | 'CCGT3 ' | CCG+H | N | 172 |  |  | 2010-05-15 | 172
54159 | 'E4' | 'CCGT4 ' | CCG+H | N | 172 |  |  | 2010-05-15 | 172
54159 | 'E5' | 'CCGT5 ' | CCG+H | N | 172 |  |  | 2010-05-15 | 172
55080 | 'E6' | 'CCGT6 ' | CCG+H | N | 172 |  |  | 2012-05-15 | 172
55163 | 'E7' | 'CCGT7 ' | CCG+H | N | 172 |  |  | 2012-05-15 | 172
55163 | 'E8' | 'CCGT8 ' | CCG+H | N | 172 |  |  | 2014-05-15 | 172
54165 | 'W1' | 'SWWND1 ' | WIND | S | 170 |  | 2040 | 2006-05-16 | 34 | wind=20%
54167 | 'W2' | 'SWWND2 ' | WIND | S | 250 |  | 2040 | 2008-05-16 | 50 | wind=20%
54165 | 'W5' | 'SWWND5 ' | WIND | S | 250 |  | 2040 | 2008-05-17 | 50 | wind=20%
54167 | 'W6' | 'SWWND6 ' | WIND | S | 250 |  |  | 2009-05-18 | 50 | wind=20%
54165 | 'W7' | 'SWWND7 ' | WIND | S | 250 |  |  | 2006-05-18 | 50 | wind=20%
54430 | 'W3' | 'SWWND3 ' | WIND | S | 250 |  | 2040 | 2007-05-17 | 50 | wind=20%
54167 | 'W4' | 'SWWND4 ' | WIND | S | 250 |  | 2040 | 2013-05-17 | 50 | wind=20%
54128 | 'G1' | 'G-L_CG1 ' | GTC | N | 80 |  |  | 2007-05-15 | 80
54505 | 'G3' | 'G-L_CG1 ' | GTC | N | 85 |  |  | 2012-05-15 | 85
54128 | 'S2' | 'G-L_CG1 ' | GTC | N | 15 |  |  | 2007-05-15 | 15
54505 | 'G3' | 'G-L_CG8 ' | GTC | N | 85 |  |  | 2012-05-15 | 85
54128 | 'G1' | 'G-L_CG2 ' | GTC | N | 85 |  |  | 2007-05-15 | 85
54128 | 'G2' | 'G-L_CG2 ' | GTC | N | 85 |  |  | 2008-05-15 | 85
54128 | 'G3' | 'G-L_CG3 ' | GTC | N | 85 |  |  | 2008-05-15 | 85
54128 | 'G4' | 'G-L_CG3 ' | GTC | N | 85 |  |  | 2010-05-15 | 85
54505 | 'G5' | 'G-L_CG4 ' | GTC | N | 85 |  |  | 2011-05-15 | 85
54128 | 'G1' | 'G-L_CG5 ' | GTC | N | 85 |  |  | 2010-05-15 | 85
54137 | 'G2' | 'G-L_CG5 ' | GTC | N | 85 |  |  | 2012-05-15 | 85
54137 | 'G3' | 'G-L_CG6 ' | GTC | N | 85 |  |  | 2014-05-15 | 85
54128 | 'G1' | 'G-L_CG7 ' | GTC | N | 85 |  |  | 2009-05-15 | 85
54128 | 'G2' | 'G-L_CG7 ' | GTC | N | 85 |  |  | 2009-05-15 | 85
54430 | '1 ' | BRKUN4 ' | COAL | S | 506 | 36 |  | 2010-07-15 | 506
NET Incremental Generation Added-Aux Load |  |  |  |  | 4609.4 | 332 |  |  | 4941.4
1/ AESO's peak |  | 2015 Load and Resource Balance |  |  |  | 2008 Load and Resource Balance
load forecast
is over 13,000 MW |  | LOADS |  |  |  | LOADS
in 2015 and about |  | peak MW 1/ |  |  | 11223.75 | peak MW |  |  | 8570
10,000 MW in |  | annual energy (gwh) |  |  | 77291.069 | annual energy (gwh) |  |  | 59916.1019
2008. There
appears to be a |  | RESOURCES--inst. cap + 20% wind |  |  |  | RESOURCES--inst. cap + 20% wind
mismatch in loads |  | MW |  |  | 15185.7 | MW |  |  | 11859.3
& resources; oil |  | Planning Margin (%) |  |  | 35.3% | Planning Margin (%) |  |  | 38.38%
sands resources |  | Plant Factor (%) |  |  | 58.1% | Plant Factor (%) |  |  | 57.67%
included, but not the associated loads. Therefore, 1283 MW were subtracted from the resources. They are still shown on this worksheet
because, in the future, the better solution is to add the load into the forecast.

## Alberta GEN Types
Type | Fuel | BLK 1 HR | BLK 1 % of MCR | BLK 2 HR | BLK 2 % of MCR | Summer Derate
GTC | NG | 0 | 80% | 5.8 | 20% | 0.95 | NG fired gas turbine generator with HRSG for steam sales, high minimum must run to maintain steam
CCG+H | NG equiv | 0 | 47.67% | 4 | 52.33% | 0.97 | asphaltenes gasification plant with hydrogen sales and syngas combined cycle generation, high minmum must run to burn the CO and maintain H sales

## PNWExisting-2008 Resources
Additions
ADDITIONS | GeneratorKey | Bus ID | Bus Name | Bus KV | Unit ID | Name | SubType | Long ID | Long Name | Commission Date | Retirement Date | Generator TypeID | PSSEMaxCap(MW) | Must Run | Filter Code | Area Name | Region Name | Fuel Type | Tech | Year | Age
NOL | 2899 | 41343 | BIGEDDY3 | 230 | 1 | Other | NA | NA | Other | #2015-01-01# | #2050-01-01# | 4 | 130 | #FALSE# | 3 | NW_EAST | NWPP | 1/
NOL | 2901 | 45075 | DALREED | 230 | 3 | Other 3 | NA | NA | NA | #2015-01-01# | #2050-01-01# | 4 | 130 | #FALSE# | 3 | NW_EAST | NWPP
NOL | 2902 | 65670 | GOSHEN | 161 | 2 | Other ID | NA | NA | NA | #2015-01-01# | #2050-01-01# | 4 | 150 | #FALSE# | 3 | KGB | RMPP
NOL | 2903 | 60240 | MIDPOINT | 500 | 1 | Other ID 1 | NA | NA | NA | #2015-01-01# | #2050-01-01# | 4 | 150 | #FALSE# | 3 | IDAHO | RMPP
NOL | 2887 | 41111 | VANTAGE | 230 | 2 | Wild Horse 2 | NA | NA | Wild Horse 2 | #2010-01-01# | #2050-01-01# | 4 | 120 | #FALSE# | 3 | NW_EAST | NWPP
RFS | 2781 | 47711 | PLYM G1 | 18 | 1 | PLYM G1_1 | Gas | NA | Plymouth CT - Future | #2010-01-01# | #2050-12-31# | 1 | 180 | #FALSE# | 3 | NW_EAST | NWPP
RFS | 2782 | 47712 | PLYM S1 | 18 | 1 | PLYM S1_1 | Gas | NA | Plymouth CA - Future | #2010-01-01# | #2050-12-31# | 1 | 140 | #FALSE# | 3 | NW_EAST | NWPP
RFS | 2783 | 47716 | CHERY G1 | 18 | 1 | BPCherryG1 | NA | NA | BP Cherry Point G1 WA | #2010-01-01# | #2050-12-31# | 1 | 200 | #FALSE# | 3 | NW_WEST | NWPP
RFS | 2784 | 47717 | CHERY G2 | 18 | 2 | BPCherryG2 | NA | NA | BP Cherry Point G2 WA | #2010-01-01# | #2050-12-31# | 1 | 200 | #FALSE# | 3 | NW_WEST | NWPP
RFS | 2785 | 47718 | CHERY G3 | 18 | 3 | BPCherryG3 | NA | NA | BP Cherry Point G3 WA | #2010-01-01# | #2050-12-31# | 1 | 200 | #FALSE# | 3 | NW_WEST | NWPP
RFS | 2786 | 47719 | CHERY S1 | 18 | 1 | BPCherryS1 | NA | NA | BP Cherry Point S1 WA | #2010-01-01# | #2050-12-31# | 1 | 266 | #FALSE# | 3 | NW_WEST | NWPP
RFS | 2775 | 47346 | WANAP G1 | 18 | 1 | WanapG1 | NA | NA | Wanapa G1 Umatilla WA | #2009-06-01# | #2050-12-31# | 1 | 218 | #FALSE# | 3 | NW_EAST | NWPP
RFS | 2776 | 47347 | WANAP G2 | 18 | 1 | WanapG2 | NA | NA | Wanapa G2 Umatilla WA | #2009-06-01# | #2050-12-31# | 1 | 218 | #FALSE# | 3 | NW_EAST | NWPP
RFS | 2777 | 47348 | WANAP S1 | 18 | 1 | WanapS1 | NA | NA | Wanapa S1 Umatilla WA | #2009-06-01# | #2050-12-31# | 1 | 360 | #FALSE# | 3 | NW_EAST | NWPP
RFS | 2778 | 47349 | WANAP G3 | 18 | 1 | WanapG3 | NA | NA | Wanapa G3 Umatilla WA | #2009-06-01# | #2050-12-31# | 1 | 218 | #FALSE# | 3 | NW_EAST | NWPP
RFS | 2779 | 47350 | WANAP G4 | 18 | 1 | WanapG4 | NA | NA | Wanapa G4 Umatilla WA | #2009-06-01# | #2050-12-31# | 1 | 218 | #FALSE# | 3 | NW_EAST | NWPP
RFS | 2780 | 47351 | WANAP S2 | 18 | 1 | WanapS2 | NA | NA | Wanapa S2 Umatilla WA | #2009-06-01# | #2050-12-31# | 1 | 360 | #FALSE# | 3 | NW_EAST | NWPP
NOL | 2889 | 40585 | JOHN DAY | 500 | 2 | Klodike 3/Orion 2 | NA | NA | Klodike 3/Orion 2 | #2009-01-01# | #2050-01-01# | 4 | 300 | #FALSE# | 3 | NW_EAST | NWPP
NOL | 2891 | 45075 | DALREED | 230 | 2 | Arlington/Leaning J. 2 | NA | NA | Arlington/Leaning J. 2 | #2009-01-01# | #2050-01-01# | 4 | 100 | #FALSE# | 3 | NW_EAST | NWPP
RFS | 1070 | 45449 | KFALLCT2 | 18 | 1 | Klmthxpn | NA | NA | Klamath Expansion (GTs) | #2009-01-01# | #2050-12-31# | 1 | 175 | #FALSE# | 3 | NW_EAST | NWPP
3793
No Retirements
1/ PGE's Port Westward CCGT, which is expected to be on-line in May 2007 has somehow been omitted
from the existing resources. It is a gas-fired cogen plant with the following units: 240 MW gas turbine
SSG-WI 2008 BASE CASE GENERATOR LIST - UNITS ON LINE DURING 2008 | [12 empty] | connected to bus: 43905 PORTW G1; 148 MW steam turbine connected to: 43907 PORTW S1 . It was not
included in the model because there are some unlabled resources above and a check to avoid double
GeneratorKey | Bus ID | Bus Name | Bus KV | Unit ID | Name | SubType | Long ID | Long Name | Commission Date | Retirement Date | PSSEMaxCap(MW) | Must Run | filter code | Area Name | Region Name | Fuel Type | Tech | Year | Age | accounting needs to
539 | 60391 | DNPR CT1 | 12 | C1 | DanskCT1 | NA | NA | Danskin CT1 | #1950-01-01# | #2050-12-31# | 45 | #FALSE# | 3 | IDAHO | RMPP | Gas | SCCT | 1950 | 58 | be done.
540 | 60392 | DNPR CT2 | 12 | C2 | DanskCT2 | NA | NA | Danskin CT2 | #1950-01-01# | #2050-12-31# | 45 | #FALSE# | 3 | IDAHO | RMPP | Gas | SCCT | 1950 | 58
541 | 60393 | DNPR ST1 | 13.8 | S1 | DanskST1 | NA | NA | Danskin ST1 | #1950-01-01# | #2050-12-31# | 45 | #FALSE# | 3 | IDAHO | RMPP | Gas | Steam | 1950 | 58
479 | 61801 | ANDERSN1 | 6.9 | 1 | ANDERSN1_1 | NA | NA | Anderson Ranch 1 SF Boise R ID | #1950-01-01# | #2050-12-31# | 17 | #FALSE# | 3 | IDAHO | RMPP | Hydro | Hydro | 1950 | 58
480 | 61802 | ANDERSN2 | 6.9 | 1 | ANDERSN2_1 | NA | NA | Anderson Ranch 2 SF Boise R ID | #1950-01-01# | #2050-12-31# | 17 | #FALSE# | 3 | IDAHO | RMPP | Hydro | Hydro | 1950 | 58
481 | 60036 | BLISS 1 | 13.8 | 1 | BLISS 1_1 | Hydro | NA | Bliss 1 Snake River ID | #1950-01-01# | #2050-12-31# | 26.7 | #FALSE# | 3 | IDAHO | RMPP | Hydro | Hydro | 1950 | 58
482 | 60037 | BLISS 2 | 13.8 | 1 | BLISS 2_1 | Hydro | NA | Bliss 2 Snake River ID | #1950-01-01# | #2050-12-31# | 26.7 | #FALSE# | 3 | IDAHO | RMPP | Hydro | Hydro | 1950 | 58
483 | 60038 | BLISS 3 | 13.8 | 1 | BLISS 3_1 | Hydro | NA | Bliss 3 Snake River ID | #1950-01-01# | #2050-12-31# | 26.7 | #FALSE# | 3 | IDAHO | RMPP | Hydro | Hydro | 1950 | 58
492 | 60096 | BRWNL 1 | 13.8 | 1 | BRWNL 1_1 | Hydro | NA | Brownlee 1 Snake River ID | #1950-01-01# | #2050-12-31# | 112.5 | #FALSE# | 3 | IDAHO | RMPP | Hydro | Hydro | 1950 | 58
493 | 60097 | BRWNL 2 | 13.8 | 1 | BRWNL 2_1 | Hydro | NA | Brownlee 2 Snake River ID | #1950-01-01# | #2050-12-31# | 112.5 | #FALSE# | 3 | IDAHO | RMPP | Hydro | Hydro | 1950 | 58
494 | 60098 | BRWNL 3 | 13.8 | 1 | BRWNL 3_1 | Hydro | NA | Brownlee 3 Snake River ID | #1950-01-01# | #2050-12-31# | 112.5 | #FALSE# | 3 | IDAHO | RMPP | Hydro | Hydro | 1950 | 58
495 | 60099 | BRWNL 4 | 13.8 | 1 | BRWNL 4_1 | Hydro | NA | Brownlee 4 Snake River ID | #1950-01-01# | #2050-12-31# | 112.5 | #FALSE# | 3 | IDAHO | RMPP | Hydro | Hydro | 1950 | 58
496 | 60100 | BRWNL 5 | 13.8 | 1 | BRWNL 5_1 | Hydro | NA | Brownlee 5 Snake River ID | #1950-01-01# | #2050-12-31# | 275 | #FALSE# | 3 | IDAHO | RMPP | Hydro | Hydro | 1950 | 58
497 | 60120 | DALE | 138 | 1 | DALE_1 | Hydro | NA | Small Hydros Hagerman ID | #1950-01-01# | #2050-12-31# | 17 | #FALSE# | 3 | IDAHO | RMPP | Hydro | Hydro | 1950 | 58
499 | 60140 | EMMETT | 138 | 1 | EMMETT_1 | Hydro | NA | Black Canyon 1 | #1950-01-01# | #2050-12-31# | 10 | #FALSE# | 3 | IDAHO | RMPP | Hydro | Hydro | 1950 | 58
500 | 60140 | EMMETT | 138 | 2 | EMMETT_2 | Hydro | NA | Black Canyon 2 | #1950-01-01# | #2050-12-31# | 0 | #FALSE# | 3 | IDAHO | RMPP | Hydro | Hydro | 1950 | 58
501 | 60140 | EMMETT | 138 | 3 | EMMETT_3 | Hydro | NA | Black Canyon 3 | #1950-01-01# | #2050-12-31# | 10 | #FALSE# | 3 | IDAHO | RMPP | Hydro | Hydro | 1950 | 58
502 | 60151 | HELSCYN1 | 14.4 | 1 | HELSCYN1_1 | Hydro | NA | Hells Canyon 1 Snake River ID | #1950-01-01# | #2050-12-31# | 153 | #FALSE# | 3 | IDAHO | RMPP | Hydro | Hydro | 1950 | 58
503 | 60152 | HELSCYN2 | 14.4 | 1 | HELSCYN2_1 | Hydro | NA | Hells Canyon 2 Snake River ID | #1950-01-01# | #2050-12-31# | 153 | #FALSE# | 3 | IDAHO | RMPP | Hydro | Hydro | 1950 | 58
504 | 60153 | HELSCYN3 | 14.4 | 1 | HELSCYN3_1 | Hydro | NA | Hells Canyon 3 Snake River ID | #1950-01-01# | #2050-12-31# | 153 | #FALSE# | 3 | IDAHO | RMPP | Hydro | Hydro | 1950 | 58
505 | 60160 | HUNT | 138 | 1 | HUNT_1 | Hydro | NA | Small Hydros Eden ID | #1950-01-01# | #2050-12-31# | 55 | #FALSE# | 3 | IDAHO | RMPP | Hydro | Hydro | 1950 | 58
507 | 60196 | L MALAD | 6.9 | 1 | L MALAD_1 | Hydro | NA | Lower Malad 1 Malad River ID | #1950-01-01# | #2050-12-31# | 15 | #FALSE# | 3 | IDAHO | RMPP | Hydro | Hydro | 1950 | 58
508 | 60201 | L SAMN 1 | 13.8 | 1 | L SAMN 1_1 | Hydro | NA | Lower Salmon 1 Snake River ID | #1950-01-01# | #2050-12-31# | 17.5 | #FALSE# | 3 | IDAHO | RMPP | Hydro | Hydro | 1950 | 58
509 | 60202 | L SAMN 2 | 13.8 | 1 | L SAMN 2_1 | Hydro | NA | Lower Salmon 2 Snake River ID | #1950-01-01# | #2050-12-31# | 17.5 | #FALSE# | 3 | IDAHO | RMPP | Hydro | Hydro | 1950 | 58
510 | 60203 | L SAMN 3 | 13.8 | 1 | L SAMN 3_1 | Hydro | NA | Lower Salmon 3 Snake River ID | #1950-01-01# | #2050-12-31# | 17.5 | #FALSE# | 3 | IDAHO | RMPP | Hydro | Hydro | 1950 | 58
511 | 60204 | L SAMN 4 | 13.8 | 1 | L SAMN 4_1 | Hydro | NA | Lower Salmon 4 Snake River ID | #1950-01-01# | #2050-12-31# | 17.5 | #FALSE# | 3 | IDAHO | RMPP | Hydro | Hydro | 1950 | 58
512 | 61816 | LUCKYPK1 | 13.8 | 1 | LUCKYPK1_1 | Hydro | NA | Lucky Peak 1 Boise River ID | #1950-01-01# | #2050-12-31# | 45 | #FALSE# | 3 | IDAHO | RMPP | Hydro | Hydro | 1950 | 58
513 | 61817 | LUCKYPK2 | 13.8 | 2 | LUCKYPK2_2 | Hydro | NA | Lucky Peak 2 Boise River ID | #1950-01-01# | #2050-12-31# | 45 | #FALSE# | 3 | IDAHO | RMPP | Hydro | Hydro | 1950 | 58
514 | 61817 | LUCKYPK2 | 13.8 | 3 | LUCKYPK2_3 | Hydro | NA | Lucky Peak 3 Boise River ID | #1950-01-01# | #2050-12-31# | 11.3 | #FALSE# | 3 | IDAHO | RMPP | Hydro | Hydro | 1950 | 58
515 | 60220 | MCCALL | 138 | 1 | MCCALL_1 | Hydro | NA | Small Hydros & Wood Tamarack ID | #1950-01-01# | #2050-12-31# | 12.5 | #FALSE# | 3 | IDAHO | RMPP | Hydro | Hydro | 1950 | 58
517 | 60246 | MILNER | 13.8 | 1 | MILNER_1 | Hydro | NA | Milner Hydro 1 Snake River ID | #1950-01-01# | #2050-12-31# | 46.3 | #FALSE# | 3 | IDAHO | RMPP | Hydro | Hydro | 1950 | 58
518 | 60246 | MILNER | 13.8 | 2 | MILNER_2 | Hydro | NA | Milner Hydro 1 Snake River ID | #1950-01-01# | #2050-12-31# | 11.4 | #FALSE# | 3 | IDAHO | RMPP | Hydro | Hydro | 1950 | 58
521 | 61812 | MINIDOKA | 4.16 | 8 | MINIDOKA_8 | Hydro | NA | Minidoka 8 Snake River ID | #1950-01-01# | #2050-12-31# | 10 | #FALSE# | 3 | IDAHO | RMPP | Hydro | Hydro | 1950 | 58
522 | 61812 | MINIDOKA | 4.16 | 9 | MINIDOKA_9 | Hydro | NA | Minidoka 9 Snake River ID | #1950-01-01# | #2050-12-31# | 10 | #FALSE# | 3 | IDAHO | RMPP | Hydro | Hydro | 1950 | 58
523 | 60276 | OXBOW1-2 | 13.8 | 1 | OXBOW1-2_1 | Hydro | NA | Oxbow 1 Snake River ID | #1950-01-01# | #2050-12-31# | 55 | #FALSE# | 3 | IDAHO | RMPP | Hydro | Hydro | 1950 | 58
524 | 60276 | OXBOW1-2 | 13.8 | 2 | OXBOW1-2_2 | Hydro | NA | Oxbow 2 Snake River ID | #1950-01-01# | #2050-12-31# | 55 | #FALSE# | 3 | IDAHO | RMPP | Hydro | Hydro | 1950 | 58
525 | 60277 | OXBOW3-4 | 13.8 | 3 | OXBOW3-4_3 | Hydro | NA | Oxbow 3 Snake River ID | #1950-01-01# | #2050-12-31# | 55 | #FALSE# | 3 | IDAHO | RMPP | Hydro | Hydro | 1950 | 58
526 | 60277 | OXBOW3-4 | 13.8 | 4 | OXBOW3-4_4 | Hydro | NA | Oxbow 4 Snake River ID | #1950-01-01# | #2050-12-31# | 55 | #FALSE# | 3 | IDAHO | RMPP | Hydro | Hydro | 1950 | 58
527 | 60116 | SHSNFALS | 6.6 | 1 | SHSNFALS_1 | Hydro | NA | Shoshone Falls 2 Snake River ID | #1950-01-01# | #2050-12-31# | 12 | #FALSE# | 3 | IDAHO | RMPP | Hydro | Hydro | 1950 | 58
528 | 60321 | STRIKE 1 | 13.8 | 1 | STRIKE 1_1 | Hydro | NA | C J Strike 1 Snake River ID | #1950-01-01# | #2050-12-31# | 29.7 | #FALSE# | 3 | IDAHO | RMPP | Hydro | Hydro | 1950 | 58
529 | 60322 | STRIKE 2 | 13.8 | 1 | STRIKE 2_1 | Hydro | NA | C J Strike 2 Snake River ID | #1950-01-01# | #2050-12-31# | 29.7 | #FALSE# | 3 | IDAHO | RMPP | Hydro | Hydro | 1950 | 58
530 | 60323 | STRIKE 3 | 13.8 | 1 | STRIKE 3_1 | Hydro | NA | C J Strike 3 Snake River ID | #1950-01-01# | #2050-12-31# | 29.7 | #FALSE# | 3 | IDAHO | RMPP | Hydro | Hydro | 1950 | 58
531 | 60331 | SWANFALL | 6.9 | 1 | SWANFALL_1 | Hydro | NA | Swan Falls P1 Snake River ID | #1950-01-01# | #2050-12-31# | 13.5 | #FALSE# | 3 | IDAHO | RMPP | Hydro | Hydro | 1950 | 58
532 | 60331 | SWANFALL | 6.9 | 2 | SWANFALL_2 | Hydro | NA | Swan Falls P2 Snake River ID | #1950-01-01# | #2050-12-31# | 13.5 | #FALSE# | 3 | IDAHO | RMPP | Hydro | Hydro | 1950 | 58
533 | 60352 | TWINFALS | 6.9 | 1 | TWINFALS_1 | Hydro | NA | Twin Falls Idaho | #1950-01-01# | #2050-12-31# | 8.5 | #FALSE# | 3 | IDAHO | RMPP | Hydro | Hydro | 1950 | 58
534 | 60353 | TWINFALS | 13.8 | 1 | TWINFALS_1 | Hydro | NA | Twin Falls Idaho | #1950-01-01# | #2050-12-31# | 44.5 | #FALSE# | 3 | IDAHO | RMPP | Hydro | Hydro | 1950 | 58
535 | 60361 | U SAMN 1 | 6.9 | 1 | U SAMN 1_1 | Hydro | NA | Upper Salmon A 1 Snake River ID | #1950-01-01# | #2050-12-31# | 10 | #FALSE# | 3 | IDAHO | RMPP | Hydro | Hydro | 1950 | 58
536 | 60362 | U SAMN 2 | 6.9 | 1 | U SAMN 2_1 | Hydro | NA | Upper Salmon A 2 Snake River ID | #1950-01-01# | #2050-12-31# | 10 | #FALSE# | 3 | IDAHO | RMPP | Hydro | Hydro | 1950 | 58
2893 | 60360 | U SALMON | 138 | 1 | Hagerman | NA | NA | Hagerman | #2006-01-01# | #2050-01-01# | 50 | #FALSE# | 3 | IDAHO | RMPP | Wind | Wind | 2006 | 2
2894 | 61810 | MINIDOKA | 138 | 1 | Cotterel Mountain | NA | NA | Cotterel Mountain | #2008-01-01# | #2050-01-01# | 100 | #FALSE# | 3 | IDAHO | RMPP | Wind | Wind | 2008 | 0
2895 | 61810 | MINIDOKA | 138 | 2 | Burley | NA | NA | Burley | #2007-01-01# | #2050-01-01# | 20 | #FALSE# | 3 | IDAHO | RMPP | Wind | Wind | 2007 | 1
488 | 60086 | BRIDGER1 | 22 | 1 | JmBrdgr1 | Coal | NA | Jim Bridger 1 Rock Springs WY | #1974-11-01# | #2050-12-31# | 532 | #FALSE# | 3 | JB | RMPP | Coal | Steam | 1974 | 34
489 | 60087 | BRIDGER2 | 22 | 1 | JmBrdgr2 | Coal | NA | Jim Bridger 2 Rock Springs WY | #1975-12-01# | #2050-12-31# | 532 | #FALSE# | 3 | JB | RMPP | Coal | Steam | 1975 | 33
490 | 60088 | BRIDGER3 | 22 | 1 | JmBrdgr3 | Coal | NA | Jim Bridger 3 Rock Springs WY | #1976-09-01# | #2050-12-31# | 532 | #FALSE# | 3 | JB | RMPP | Coal | Steam | 1976 | 32
491 | 60089 | BRIDGER4 | 22 | 1 | JmBrdgr4 | Coal | NA | Jim Bridger 4 Rock Springs WY | #1979-11-01# | #2050-12-31# | 532 | #FALSE# | 3 | JB | RMPP | Coal | Steam | 1979 | 29
498 | 60125 | DON | 138 | 1 | Simplot1 | NA | NA | Simplot CSPP Pocatello ID | #1986-02-01# | #2050-12-31# | 15 | #FALSE# | 3 | KGB | RMPP | Coal | Steam | 1986 | 22
476 | 60025 | AMFLS | 13.8 | 1 | AMFLS_1 | Hydro | NA | American Falls 1 Snake R ID | #1950-01-01# | #2050-12-31# | 31 | #FALSE# | 3 | KGB | RMPP | Hydro | Hydro | 1950 | 58
477 | 60025 | AMFLS | 13.8 | 2 | AMFLS_2 | Hydro | NA | American Falls 2 Snake R ID | #1950-01-01# | #2050-12-31# | 31 | #FALSE# | 3 | KGB | RMPP | Hydro | Hydro | 1950 | 58
478 | 60025 | AMFLS | 13.8 | 3 | AMFLS_3 | Hydro | NA | American Falls 3 Snake R ID | #1950-01-01# | #2050-12-31# | 31 | #FALSE# | 3 | KGB | RMPP | Hydro | Hydro | 1950 | 58
1381 | 65625 | GEMST G1 | 13.8 | 1 | GEMST G1_1 | Hydro | NA | Gem State 1 Snake River ID | #1950-01-01# | #2050-12-31# | 23 | #FALSE# | 3 | KGB | RMPP | Hydro | Hydro | 1950 | 58
1398 | 66160 | PALIS G1 | 11.5 | 1 | PALIS G1_1 | Hydro | NA | Palisades 1 Snake River ID | #1950-01-01# | #2050-12-31# | 32 | #FALSE# | 3 | KGB | RMPP | Hydro | Hydro | 1950 | 58
1399 | 66165 | PALIS G2 | 11.5 | 1 | PALIS G2_1 | Hydro | NA | Palisades 2 Snake River ID | #1950-01-01# | #2050-12-31# | 32 | #FALSE# | 3 | KGB | RMPP | Hydro | Hydro | 1950 | 58
1400 | 66170 | PALIS G3 | 11.5 | 1 | PALIS G3_1 | Hydro | NA | Palisades 3 Snake River ID | #1950-01-01# | #2050-12-31# | 32 | #FALSE# | 3 | KGB | RMPP | Hydro | Hydro | 1950 | 58
1401 | 66175 | PALIS G4 | 11.5 | 1 | PALIS G4_1 | Hydro | NA | Palisades 4 Snake River ID | #1950-01-01# | #2050-12-31# | 32 | #FALSE# | 3 | KGB | RMPP | Hydro | Hydro | 1950 | 58
2892 | 65670 | GOSHEN | 161 | 1 | Ridgeline | NA | NA | Ridgeline | #2006-01-01# | #2050-01-01# | 65 | #FALSE# | 3 | KGB | RMPP | Wind | Wind | 2006 | 2
1005 | 47311 | FINLEY G | 13.8 | 1 | Finley | NA | NA | Finley | #2001-12-21# | #2050-12-31# | 30 | #FALSE# | 3 | NW_EAST | NWPP | Gas | SCCT | 2001 | 7
1017 | 47687 | GEP G1 | 18 | 1 | GEPGT1 | NA | NA | Goldendale Energy Project GT | #2004-09-30# | #2050-12-31# | 206 | #FALSE# | 3 | NW_EAST | NWPP | Gas | CCCT | 2004 | 4
1018 | 47688 | GEP S1 | 13.8 | 1 | GEPST1 | NA | NA | Goldendale Energy Project ST | #2004-09-30# | #2050-12-31# | 97 | #FALSE# | 3 | NW_EAST | NWPP | Gas | CCCT | 2004 | 4
1029 | 45454 | HERM 1G | 18 | 1 | Hermstn1A | NA | NA | Hermiston CC1A NR Hermiston OR | #2002-08-20# | #2050-12-31# | 180 | #FALSE# | 3 | NW_EAST | NWPP | Gas | CCCT | 2002 | 6
1030 | 45455 | HERM 1S | 13.8 | 1 | Hermstn1B | NA | NA | Hermiston CC1B NR Hermiston OR | #2002-08-20# | #2050-12-31# | 86 | #FALSE# | 3 | NW_EAST | NWPP | Gas | CCCT | 2002 | 6
1031 | 45456 | HERM 2G | 18 | 1 | Hermstn2A | NA | NA | Hermiston CC2A NR Hermiston OR | #2002-08-20# | #2050-12-31# | 180 | #FALSE# | 3 | NW_EAST | NWPP | Gas | CCCT | 2002 | 6
1032 | 45457 | HERM 2S | 13.8 | 1 | Hermstn2B | NA | NA | Hermiston CC2B NR Hermiston OR | #2002-08-20# | #2050-12-31# | 86 | #FALSE# | 3 | NW_EAST | NWPP | Gas | CCCT | 2002 | 6
1034 | 47639 | HPP G1 | 18 | 1 | HermstGT1 | NA | NA | Hermiston Power Project GT1 | #1996-07-01# | #2050-12-31# | 217 | #FALSE# | 3 | NW_EAST | NWPP | Gas | CCCT | 1996 | 12
1035 | 47640 | HPP G2 | 18 | 1 | HermstGT2 | NA | NA | Hermiston Power Project GT2 | #1996-07-01# | #2050-12-31# | 217 | #FALSE# | 3 | NW_EAST | NWPP | Gas | CCCT | 1996 | 12
1036 | 47641 | HPP S1 | 18 | 1 | HermstST1 | NA | NA | Hermiston Power Project ST1 | #2002-08-20# | #2050-12-31# | 71.6 | #FALSE# | 3 | NW_EAST | NWPP | Gas | CCCT | 2002 | 6
1068 | 45447 | KFALL ST | 18 | 1 | KlmthStm | NA | NA | Klamath Falls Steam Unit | #1950-01-01# | #2050-12-31# | 190 | #FALSE# | 3 | NW_EAST | NWPP | Gas | Steam | 1950 | 58
1069 | 45448 | KFALLCT1 | 18 | 1 | KlmthCgn | NA | NA | Klamath Cogen Project | #2001-07-28# | #2050-12-31# | 175 | #FALSE# | 3 | NW_EAST | NWPP | Gas | CCCT | 2001 | 7
1072 | 47660 | KLAM ADD | 13.8 | 1 | KlamGT1 | NA | NA | Klamath Falls PAC GT 1 | #2002-01-01# | #2050-12-31# | 50 | #FALSE# | 3 | NW_EAST | NWPP | Gas | SCCT | 2002 | 6
1073 | 47660 | KLAM ADD | 13.8 | 2 | KlamGT2 | NA | NA | Klamath Falls PAC GT 2 | #2002-01-01# | #2050-12-31# | 50 | #FALSE# | 3 | NW_EAST | NWPP | Gas | SCCT | 2002 | 6
1152 | 47658 | MORRO G1 | 13.8 | 1 | MorrwPwr | NA | NA | Morrow Power | #2001-10-01# | #2050-12-31# | 24.8 | #FALSE# | 3 | NW_EAST | NWPP | Gas | SCCT | 2001 | 7
1169 | 48275 | NORTHEAS | 13.8 | 1 | Northeast1 | NA | NA | Northeast 1 Spokane WA | #1978-12-01# | #2050-12-31# | 68 | #FALSE# | 3 | NW_EAST | NWPP | Gas | SCCT | 1978 | 30
1212 | 48359 | RATHGEN1 | 13.8 | 1 | Rathdrm1 | NA | NA | Rathdrum 1 Rathdrum ID | #1994-01-01# | #2050-12-31# | 105 | #FALSE# | 3 | NW_EAST | NWPP | Gas | CCCT | 1994 | 14
1213 | 48359 | RATHGEN1 | 13.8 | A1 | RathdrmA1 | NA | NA | Rathdrum A1 Rathdrum ID | #1994-01-01# | #2050-12-31# | 105 | #FALSE# | 3 | NW_EAST | NWPP | Gas | CCCT | 1994 | 14
1216 | 48361 | RATHGEN2 | 13.8 | 1 | Rathdrm2 | NA | NA | Rathdrum 2 Rathdrum ID | #1994-01-01# | #2050-12-31# | 105 | #FALSE# | 3 | NW_EAST | NWPP | Gas | CCCT | 1994 | 14
1217 | 48361 | RATHGEN2 | 13.8 | A2 | RathdrmA2 | NA | NA | Rathdrum A2 Rathdrum ID | #1994-01-01# | #2050-12-31# | 105 | #FALSE# | 3 | NW_EAST | NWPP | Gas | CCCT | 1994 | 14
2787 | 47722 | CEF G1 | 18 | 1 | CEF G1 | NA | NA | COB EF (Energy Facility) CT - Future | #2007-06-01# | #2050-12-31# | 200 | #FALSE# | 3 | NW_EAST | NWPP | Gas | CCCT | 2007 | 1
2788 | 47723 | CEF G2 | 18 | 2 | CEF G2 | NA | NA | COB EF (Energy Facility) CT - Future | #2007-06-01# | #2050-12-31# | 200 | #FALSE# | 3 | NW_EAST | NWPP | Gas | CCCT | 2007 | 1
2789 | 47724 | CEF S1 | 18 | 1 | CEF S1 | NA | NA | COB EF (Energy Facility) CA - Future | #2007-06-01# | #2050-12-31# | 240 | #FALSE# | 3 | NW_EAST | NWPP | Gas | CCCT | 2007 | 1
2790 | 47725 | CEF G3 | 18 | 3 | CEF G3 | NA | NA | COB EF (Energy Facility) CT - Future | #2007-06-01# | #2050-12-31# | 200 | #FALSE# | 3 | NW_EAST | NWPP | Gas | CCCT | 2007 | 1
2791 | 47726 | CEF G4 | 18 | 4 | CEF G4 | NA | NA | COB EF (Energy Facility) CT - Future | #2007-06-01# | #2050-12-31# | 200 | #FALSE# | 3 | NW_EAST | NWPP | Gas | CCCT | 2007 | 1
2792 | 47727 | CEF S2 | 18 | 2 | CEF S2 | NA | NA | COB EF (Energy Facility) CA - Future | #2007-06-01# | #2050-12-31# | 240 | #FALSE# | 3 | NW_EAST | NWPP | Gas | CCCT | 2007 | 1
802 | 40029 | ALBENI F | 115 | 1 | ALBENI F_1 | Hydro | NA | Albeni Falls 1 Pend Or R ID | #1950-01-01# | #2050-12-31# | 14 | #FALSE# | 3 | NW_EAST | NWPP | Hydro | Hydro | 1950 | 58
803 | 40029 | ALBENI F | 115 | 2 | ALBENI F_2 | Hydro | NA | Albeni Falls 2 Pend Or R ID | #1950-01-01# | #2050-12-31# | 14 | #FALSE# | 3 | NW_EAST | NWPP | Hydro | Hydro | 1950 | 58
804 | 40029 | ALBENI F | 115 | 3 | ALBENI F_3 | Hydro | NA | Albeni Falls 3 Pend Or R ID | #1950-01-01# | #2050-12-31# | 14 | #FALSE# | 3 | NW_EAST | NWPP | Hydro | Hydro | 1950 | 58
815 | 45022 | BEND GEN | 4.16 | 1 | BEND GEN_1 | Hydro | NA | #N/A | #1950-01-01# | #2050-12-31# | 1 | #FALSE# | 3 | NW_EAST | NWPP | Hydro | Hydro | 1950 | 58
843 | 46405 | BOUNDARY | 14.4 | 1 | BOUNDARY_1 | Hydro | NA | Boundary 1 Pend Oreille R WA | #1950-01-01# | #2050-12-31# | 167 | #FALSE# | 3 | NW_EAST | NWPP | Hydro | Hydro | 1950 | 58
844 | 46405 | BOUNDARY | 14.4 | 2 | BOUNDARY_2 | Hydro | NA | Boundary 2 Pend Oreille R WA | #1950-01-01# | #2050-12-31# | 167 | #FALSE# | 3 | NW_EAST | NWPP | Hydro | Hydro | 1950 | 58
845 | 46405 | BOUNDARY | 14.4 | 3 | BOUNDARY_3 | Hydro | NA | Boundary 3 Pend Oreille R WA | #1950-01-01# | #2050-12-31# | 167 | #FALSE# | 3 | NW_EAST | NWPP | Hydro | Hydro | 1950 | 58
846 | 46405 | BOUNDARY | 14.4 | 4 | BOUNDARY_4 | Hydro | NA | Boundary 4 Pend Oreille R WA | #1950-01-01# | #2050-12-31# | 167 | #FALSE# | 3 | NW_EAST | NWPP | Hydro | Hydro | 1950 | 58
847 | 46407 | BOUNDRY2 | 14.4 | 5 | BOUNDRY2_5 | Hydro | NA | Boundary 5 Pend Oreille R WA | #1950-01-01# | #2050-12-31# | 210 | #FALSE# | 3 | NW_EAST | NWPP | Hydro | Hydro | 1950 | 58
848 | 46407 | BOUNDRY2 | 14.4 | 6 | BOUNDRY2_6 | Hydro | NA | Boundary 6 Pend Oreille R WA | #1950-01-01# | #2050-12-31# | 210 | #FALSE# | 3 | NW_EAST | NWPP | Hydro | Hydro | 1950 | 58
849 | 47010 | BOX CAN1 | 13.2 | 1 | BOX CAN1_1 | Hydro | NA | Box Canyon 1 Pend Oreille R WA | #1950-01-01# | #2050-12-31# | 16.7 | #FALSE# | 3 | NW_EAST | NWPP | Hydro | Hydro | 1950 | 58
850 | 47012 | BOX CAN2 | 13.2 | 2 | BOX CAN2_2 | Hydro | NA | Box Canyon 2 Pend Oreille R WA | #1950-01-01# | #2050-12-31# | 16.7 | #FALSE# | 3 | NW_EAST | NWPP | Hydro | Hydro | 1950 | 58
851 | 47014 | BOX CAN3 | 13.2 | 3 | BOX CAN3_3 | Hydro | NA | Box Canyon 3 Pend Oreille R WA | #1950-01-01# | #2050-12-31# | 16.7 | #FALSE# | 3 | NW_EAST | NWPP | Hydro | Hydro | 1950 | 58
852 | 47016 | BOX CAN4 | 13.2 | 4 | BOX CAN4_4 | Hydro | NA | Box Canyon 4 Pend Oreille R WA | #1950-01-01# | #2050-12-31# | 16.7 | #FALSE# | 3 | NW_EAST | NWPP | Hydro | Hydro | 1950 | 58
853 | 45023 | BOYLE 1 | 11.5 | 1 | BOYLE 1_1 | Hydro | NA | JC Boyle 1 | #1950-01-01# | #2050-12-31# | 40 | #FALSE# | 3 | NW_EAST | NWPP | Hydro | Hydro | 1950 | 58
854 | 45064 | BOYLE 2 | 11.5 | 2 | BOYLE 2_2 | Hydro | NA | JC Boyle 2 | #1950-01-01# | #2050-12-31# | 40 | #FALSE# | 3 | NW_EAST | NWPP | Hydro | Hydro | 1950 | 58
860 | 48061 | CABGOR12 | 13.8 | 1 | CABGOR12_1 | Hydro | NA | Cabinet Gorge 1 Clark Fork R ID | #1950-01-01# | #2050-12-31# | 57.5 | #FALSE# | 3 | NW_EAST | NWPP | Hydro | Hydro | 1950 | 58
861 | 48061 | CABGOR12 | 13.8 | 2 | CABGOR12_2 | Hydro | NA | Cabinet Gorge 2 Clark Fork R ID | #1950-01-01# | #2050-12-31# | 57.5 | #FALSE# | 3 | NW_EAST | NWPP | Hydro | Hydro | 1950 | 58
862 | 48063 | CABGOR34 | 13.8 | 3 | CABGOR34_3 | Hydro | NA | Cabinet Gorge 3 Clark Fork R ID | #1950-01-01# | #2050-12-31# | 57.5 | #FALSE# | 3 | NW_EAST | NWPP | Hydro | Hydro | 1950 | 58
863 | 48063 | CABGOR34 | 13.8 | 4 | CABGOR34_4 | Hydro | NA | Cabinet Gorge 4 Clark Fork R ID | #1950-01-01# | #2050-12-31# | 57.5 | #FALSE# | 3 | NW_EAST | NWPP | Hydro | Hydro | 1950 | 58
871 | 40201 | CHANDLER | 115 | 1 | CHANDLER_1 | Hydro | NA | Chandler 1 Yakima River WA | #1950-01-01# | #2050-12-31# | 13 | #FALSE# | 3 | NW_EAST | NWPP | Hydro | Hydro | 1950 | 58
875 | 46803 | CHELAN | 11 | 1 | CHELAN_1 | Hydro | NA | Chelan 1 Lake Chelan WA | #1950-01-01# | #2050-12-31# | 26 | #FALSE# | 3 | NW_EAST | NWPP | Hydro | Hydro | 1950 | 58
876 | 46803 | CHELAN | 11 | 2 | CHELAN_2 | Hydro | NA | Chelan 2 Lake Chelan WA | #1950-01-01# | #2050-12-31# | 26 | #FALSE# | 3 | NW_EAST | NWPP | Hydro | Hydro | 1950 | 58
877 | 40221 | CHIEF J2 | 13.8 | 5 | CHIEF J2_5 | Hydro | NA | Chief Joseph 5 Columbia R WA | #1950-01-01# | #2050-12-31# | 88.2 | #FALSE# | 3 | NW_EAST | NWPP | Hydro | Hydro | 1950 | 58
878 | 40221 | CHIEF J2 | 13.8 | 6 | CHIEF J2_6 | Hydro | NA | Chief Joseph 6 Columbia R WA | #1950-01-01# | #2050-12-31# | 88.2 | #FALSE# | 3 | NW_EAST | NWPP | Hydro | Hydro | 1950 | 58
879 | 40221 | CHIEF J2 | 13.8 | 7 | CHIEF J2_7 | Hydro | NA | Chief Joseph 7 Columbia R WA | #1950-01-01# | #2050-12-31# | 88.2 | #FALSE# | 3 | NW_EAST | NWPP | Hydro | Hydro | 1950 | 58
880 | 40221 | CHIEF J2 | 13.8 | 8 | CHIEF J2_8 | Hydro | NA | Chief Joseph 8 Columbia R WA | #1950-01-01# | #2050-12-31# | 88.2 | #FALSE# | 3 | NW_EAST | NWPP | Hydro | Hydro | 1950 | 58
881 | 40221 | CHIEF J2 | 13.8 | 9 | CHIEF J2_9 | Hydro | NA | Chief Joseph 9 Columbia R WA | #1950-01-01# | #2050-12-31# | 88.2 | #FALSE# | 3 | NW_EAST | NWPP | Hydro | Hydro | 1950 | 58
882 | 40221 | CHIEF J2 | 13.8 | A | CHIEF J2_A | Hydro | NA | Chief Joseph A Columbia R WA | #1950-01-01# | #2050-12-31# | 88.2 | #FALSE# | 3 | NW_EAST | NWPP | Hydro | Hydro | 1950 | 58
883 | 40221 | CHIEF J2 | 13.8 | B | CHIEF J2_B | Hydro | NA | Chief Joseph B Columbia R WA | #1950-01-01# | #2050-12-31# | 88.2 | #FALSE# | 3 | NW_EAST | NWPP | Hydro | Hydro | 1950 | 58
884 | 40221 | CHIEF J2 | 13.8 | C | CHIEF J2_C | Hydro | NA | Chief Joseph C Columbia R WA | #1950-01-01# | #2050-12-31# | 88.2 | #FALSE# | 3 | NW_EAST | NWPP | Hydro | Hydro | 1950 | 58
885 | 40227 | CHIEF J5 | 13.8 | I | CHIEF J5_I | Hydro | NA | Chief Joseph I Columbia R WA | #1950-01-01# | #2050-12-31# | 115 | #FALSE# | 3 | NW_EAST | NWPP | Hydro | Hydro | 1950 | 58
886 | 40227 | CHIEF J5 | 13.8 | J | CHIEF J5_J | Hydro | NA | Chief Joseph J Columbia R WA | #1950-01-01# | #2050-12-31# | 115 | #FALSE# | 3 | NW_EAST | NWPP | Hydro | Hydro | 1950 | 58
887 | 40227 | CHIEF J5 | 13.8 | K | CHIEF J5_K | Hydro | NA | Chief Joseph K Columbia R WA | #1950-01-01# | #2050-12-31# | 115 | #FALSE# | 3 | NW_EAST | NWPP | Hydro | Hydro | 1950 | 58
888 | 40227 | CHIEF J5 | 13.8 | M | CHIEF J5_M | Hydro | NA | Chief Joseph M Columbia R WA | #1950-01-01# | #2050-12-31# | 115 | #FALSE# | 3 | NW_EAST | NWPP | Hydro | Hydro | 1950 | 58
889 | 40227 | CHIEF J5 | 13.8 | N | CHIEF J5_N | Hydro | NA | Chief Joseph N Columbia R WA | #1950-01-01# | #2050-12-31# | 115 | #FALSE# | 3 | NW_EAST | NWPP | Hydro | Hydro | 1950 | 58
890 | 40227 | CHIEF J5 | 13.8 | O | CHIEF J5_O | Hydro | NA | Chief Joseph O Columbia R WA | #1950-01-01# | #2050-12-31# | 115 | #FALSE# | 3 | NW_EAST | NWPP | Hydro | Hydro | 1950 | 58
891 | 40227 | CHIEF J5 | 13.8 | P | CHIEF J5_P | Hydro | NA | Chief Joseph P Columbia R WA | #1950-01-01# | #2050-12-31# | 115 | #FALSE# | 3 | NW_EAST | NWPP | Hydro | Hydro | 1950 | 58
892 | 40227 | CHIEF J5 | 13.8 | Q | CHIEF J5_Q | Hydro | NA | Chief Joseph Q Columbia R WA | #1950-01-01# | #2050-12-31# | 115 | #FALSE# | 3 | NW_EAST | NWPP | Hydro | Hydro | 1950 | 58
893 | 40227 | CHIEF J5 | 13.8 | R | CHIEF J5_R | Hydro | NA | Chief Joseph R Columbia R WA | #1950-01-01# | #2050-12-31# | 115 | #FALSE# | 3 | NW_EAST | NWPP | Hydro | Hydro | 1950 | 58
894 | 40227 | CHIEF J5 | 13.8 | S | CHIEF J5_S | Hydro | NA | Chief Joseph S Columbia R WA | #1950-01-01# | #2050-12-31# | 115 | #FALSE# | 3 | NW_EAST | NWPP | Hydro | Hydro | 1950 | 58
895 | 40227 | CHIEF J5 | 13.8 | T | CHIEF J5_T | Hydro | NA | Chief Joseph T Columbia R WA | #1950-01-01# | #2050-12-31# | 115 | #FALSE# | 3 | NW_EAST | NWPP | Hydro | Hydro | 1950 | 58
896 | 40229 | CHIEF JO | 13.8 | 1 | CHIEF JO_1 | Hydro | NA | Chief Joseph 1 Columbia R WA | #1950-01-01# | #2050-12-31# | 88.2 | #FALSE# | 3 | NW_EAST | NWPP | Hydro | Hydro | 1950 | 58
897 | 40229 | CHIEF JO | 13.8 | 2 | CHIEF JO_2 | Hydro | NA | Chief Joseph 2 Columbia R WA | #1950-01-01# | #2050-12-31# | 88.2 | #FALSE# | 3 | NW_EAST | NWPP | Hydro | Hydro | 1950 | 58
898 | 40229 | CHIEF JO | 13.8 | 3 | CHIEF JO_3 | Hydro | NA | Chief Joseph 3 Columbia R WA | #1950-01-01# | #2050-12-31# | 88.2 | #FALSE# | 3 | NW_EAST | NWPP | Hydro | Hydro | 1950 | 58
899 | 40229 | CHIEF JO | 13.8 | 4 | CHIEF JO_4 | Hydro | NA | Chief Joseph 4 Columbia R WA | #1950-01-01# | #2050-12-31# | 88.2 | #FALSE# | 3 | NW_EAST | NWPP | Hydro | Hydro | 1950 | 58
900 | 40229 | CHIEF JO | 13.8 | D | CHIEF JO_D | Hydro | NA | Chief Joseph D Columbia R WA | #1950-01-01# | #2050-12-31# | 88.2 | #FALSE# | 3 | NW_EAST | NWPP | Hydro | Hydro | 1950 | 58
901 | 40229 | CHIEF JO | 13.8 | E | CHIEF JO_E | Hydro | NA | Chief Joseph E Columbia R WA | #1950-01-01# | #2050-12-31# | 88.2 | #FALSE# | 3 | NW_EAST | NWPP | Hydro | Hydro | 1950 | 58
902 | 40229 | CHIEF JO | 13.8 | F | CHIEF JO_F | Hydro | NA | Chief Joseph F Columbia R WA | #1950-01-01# | #2050-12-31# | 88.2 | #FALSE# | 3 | NW_EAST | NWPP | Hydro | Hydro | 1950 | 58
903 | 40229 | CHIEF JO | 13.8 | G | CHIEF JO_G | Hydro | NA | Chief Joseph G Columbia R WA | #1950-01-01# | #2050-12-31# | 88.2 | #FALSE# | 3 | NW_EAST | NWPP | Hydro | Hydro | 1950 | 58
908 | 45124 | COPCO 1 | 69 | 1 | COPCO 1_1 | Hydro | NA | Copco 1 1 | #1950-01-01# | #2050-12-31# | 10 | #FALSE# | 3 | NW_EAST | NWPP | Hydro | Hydro | 1950 | 58
909 | 45124 | COPCO 1 | 69 | 2 | COPCO 1_2 | Hydro | NA | Copco 1 2 | #1950-01-01# | #2050-12-31# | 10 | #FALSE# | 3 | NW_EAST | NWPP | Hydro | Hydro | 1950 | 58
910 | 45126 | COPCO 2G | 69 | 1 | COPCO 2G_1 | Hydro | NA | Copco 2 1 | #1950-01-01# | #2050-12-31# | 27 | #FALSE# | 3 | NW_EAST | NWPP | Hydro | Hydro | 1950 | 58
913 | 41721 | COULEE01 | 13.8 | 1 | COULEE01_1 | Hydro | NA | Grand Coulee 1 Columbia R WA | #1950-01-01# | #2050-12-31# | 125 | #FALSE# | 3 | NW_EAST | NWPP | Hydro | Hydro | 1950 | 58
914 | 41722 | COULEE02 | 13.8 | 2 | COULEE02_2 | Hydro | NA | Grand Coulee 2 Columbia R WA | #1950-01-01# | #2050-12-31# | 125 | #FALSE# | 3 | NW_EAST | NWPP | Hydro | Hydro | 1950 | 58
915 | 41723 | COULEE03 | 13.8 | 3 | COULEE03_3 | Hydro | NA | Grand Coulee 3 Columbia R WA | #1950-01-01# | #2050-12-31# | 125 | #FALSE# | 3 | NW_EAST | NWPP | Hydro | Hydro | 1950 | 58
916 | 41724 | COULEE04 | 13.8 | 4 | COULEE04_4 | Hydro | NA | Grand Coulee 4 Columbia R WA | #1950-01-01# | #2050-12-31# | 125 | #FALSE# | 3 | NW_EAST | NWPP | Hydro | Hydro | 1950 | 58
917 | 41725 | COULEE05 | 13.8 | 5 | COULEE05_5 | Hydro | NA | Grand Coulee 5 Columbia R WA | #1950-01-01# | #2050-12-31# | 125 | #FALSE# | 3 | NW_EAST | NWPP | Hydro | Hydro | 1950 | 58
918 | 41726 | COULEE06 | 13.8 | 6 | COULEE06_6 | Hydro | NA | Grand Coulee 6 Columbia R WA | #1950-01-01# | #2050-12-31# | 125 | #FALSE# | 3 | NW_EAST | NWPP | Hydro | Hydro | 1950 | 58
919 | 41727 | COULEE07 | 13.8 | 7 | COULEE07_7 | Hydro | NA | Grand Coulee 7 Columbia R WA | #1950-01-01# | #2050-12-31# | 125 | #FALSE# | 3 | NW_EAST | NWPP | Hydro | Hydro | 1950 | 58
920 | 41728 | COULEE08 | 13.8 | 8 | COULEE08_8 | Hydro | NA | Grand Coulee 8 Columbia R WA | #1950-01-01# | #2050-12-31# | 125 | #FALSE# | 3 | NW_EAST | NWPP | Hydro | Hydro | 1950 | 58
921 | 41729 | COULEE09 | 13.8 | 9 | COULEE09_9 | Hydro | NA | Grand Coulee 9 Columbia R WA | #1950-01-01# | #2050-12-31# | 125 | #FALSE# | 3 | NW_EAST | NWPP | Hydro | Hydro | 1950 | 58
922 | 41730 | COULEE10 | 13.8 | A | COULEE10_A | Hydro | NA | Grand Coulee 10 Columbia R WA | #1950-01-01# | #2050-12-31# | 125 | #FALSE# | 3 | NW_EAST | NWPP | Hydro | Hydro | 1950 | 58
923 | 41731 | COULEE11 | 13.8 | B | COULEE11_B | Hydro | NA | Grand Coulee 11 Columbia R WA | #1950-01-01# | #2050-12-31# | 125 | #FALSE# | 3 | NW_EAST | NWPP | Hydro | Hydro | 1950 | 58
924 | 41732 | COULEE12 | 13.8 | C | COULEE12_C | Hydro | NA | Grand Coulee 12 Columbia R WA | #1950-01-01# | #2050-12-31# | 125 | #FALSE# | 3 | NW_EAST | NWPP | Hydro | Hydro | 1950 | 58
925 | 41733 | COULEE13 | 13.8 | D | COULEE13_D | Hydro | NA | Grand Coulee 13 Columbia R WA | #1950-01-01# | #2050-12-31# | 125 | #FALSE# | 3 | NW_EAST | NWPP | Hydro | Hydro | 1950 | 58
926 | 41734 | COULEE14 | 13.8 | E | COULEE14_E | Hydro | NA | Grand Coulee 14 Columbia R WA | #1950-01-01# | #2050-12-31# | 125 | #FALSE# | 3 | NW_EAST | NWPP | Hydro | Hydro | 1950 | 58
927 | 41735 | COULEE15 | 13.8 | F | COULEE15_F | Hydro | NA | Grand Coulee 15 Columbia R WA | #1950-01-01# | #2050-12-31# | 125 | #FALSE# | 3 | NW_EAST | NWPP | Hydro | Hydro | 1950 | 58
928 | 41736 | COULEE16 | 13.8 | G | COULEE16_G | Hydro | NA | Grand Coulee 16 Columbia R WA | #1950-01-01# | #2050-12-31# | 125 | #FALSE# | 3 | NW_EAST | NWPP | Hydro | Hydro | 1950 | 58
929 | 41737 | COULEE17 | 13.8 | I | COULEE17_I | Hydro | NA | Grand Coulee 17 Columbia R WA | #1950-01-01# | #2050-12-31# | 125 | #FALSE# | 3 | NW_EAST | NWPP | Hydro | Hydro | 1950 | 58
930 | 41738 | COULEE18 | 13.8 | J | COULEE18_J | Hydro | NA | Grand Coulee 18 Columbia R WA | #1950-01-01# | #2050-12-31# | 125 | #FALSE# | 3 | NW_EAST | NWPP | Hydro | Hydro | 1950 | 58
931 | 40291 | COULEE19 | 15 | 1 | COULEE19_1 | Hydro | NA | Grand Coulee 19 Columbia R WA | #1950-01-01# | #2050-12-31# | 707 | #FALSE# | 3 | NW_EAST | NWPP | Hydro | Hydro | 1950 | 58
932 | 40293 | COULEE20 | 15 | 1 | COULEE20_1 | Hydro | NA | Grand Coulee 20 Columbia R WA | #1950-01-01# | #2050-12-31# | 707 | #FALSE# | 3 | NW_EAST | NWPP | Hydro | Hydro | 1950 | 58
933 | 40295 | COULEE21 | 15 | 1 | COULEE21_1 | Hydro | NA | Grand Coulee 21 Columbia R WA | #1950-01-01# | #2050-12-31# | 707 | #FALSE# | 3 | NW_EAST | NWPP | Hydro | Hydro | 1950 | 58
934 | 40296 | COULEE22 | 15 | 1 | COULEE22_1 | Hydro | NA | Grand Coulee 22 Columbia R WA | #1950-01-01# | #2050-12-31# | 822 | #FALSE# | 3 | NW_EAST | NWPP | Hydro | Hydro | 1950 | 58
935 | 40297 | COULEE23 | 15 | 1 | COULEE23_1 | Hydro | NA | Grand Coulee 23 Columbia R WA | #1950-01-01# | #2050-12-31# | 822 | #FALSE# | 3 | NW_EAST | NWPP | Hydro | Hydro | 1950 | 58
936 | 40298 | COULEE24 | 15 | 1 | COULEE19_1 | Hydro | NA | Grand Coulee 19 Columbia R WA | #1950-01-01# | #2050-12-31# | 822 | #FALSE# | 3 | NW_EAST | NWPP | Hydro | Hydro | 1950 | 58
951 | 48490 | CWBUS1 | 12 | 1 | CWBUS1_1 | Hydro | NA | Potlatch Corp 1-4 Lewiston ID | #1983-01-01# | #2050-12-31# | 10.6 | #FALSE# | 3 | NW_EAST | NWPP | Hydro | Hydro | 1983 | 25
955 | 41709 | DALS0102 | 13.8 | 1 | DALS0102_1 | Hydro | NA | The Dalles 1 Columbia River OR | #1950-01-01# | #2050-12-31# | 90.5 | #FALSE# | 3 | NW_EAST | NWPP | Hydro | Hydro | 1950 | 58
956 | 41709 | DALS0102 | 13.8 | 2 | DALS0102_2 | Hydro | NA | The Dalles 2 Columbia River OR | #1950-01-01# | #2050-12-31# | 90.5 | #FALSE# | 3 | NW_EAST | NWPP | Hydro | Hydro | 1950 | 58
957 | 41710 | DALS0304 | 13.8 | 3 | DALS0304_3 | Hydro | NA | The Dalles 3 Columbia River OR | #1950-01-01# | #2050-12-31# | 90.5 | #FALSE# | 3 | NW_EAST | NWPP | Hydro | Hydro | 1950 | 58
958 | 41710 | DALS0304 | 13.8 | 4 | DALS0304_4 | Hydro | NA | The Dalles 4 Columbia River OR | #1950-01-01# | #2050-12-31# | 90.5 | #FALSE# | 3 | NW_EAST | NWPP | Hydro | Hydro | 1950 | 58
959 | 41711 | DALS0506 | 13.8 | 5 | DALS0506_5 | Hydro | NA | The Dalles 5 Columbia River OR | #1950-01-01# | #2050-12-31# | 90.5 | #FALSE# | 3 | NW_EAST | NWPP | Hydro | Hydro | 1950 | 58
960 | 41711 | DALS0506 | 13.8 | 6 | DALS0506_6 | Hydro | NA | The Dalles 6 Columbia River OR | #1950-01-01# | #2050-12-31# | 90.5 | #FALSE# | 3 | NW_EAST | NWPP | Hydro | Hydro | 1950 | 58
961 | 41712 | DALS0708 | 13.8 | 7 | DALS0708_7 | Hydro | NA | The Dalles 7 Columbia River OR | #1950-01-01# | #2050-12-31# | 90.5 | #FALSE# | 3 | NW_EAST | NWPP | Hydro | Hydro | 1950 | 58
962 | 41712 | DALS0708 | 13.8 | 8 | DALS0708_8 | Hydro | NA | The Dalles 8 Columbia River OR | #1950-01-01# | #2050-12-31# | 90.5 | #FALSE# | 3 | NW_EAST | NWPP | Hydro | Hydro | 1950 | 58
963 | 41713 | DALS0910 | 13.8 | 9 | DALS0910_9 | Hydro | NA | The Dalles 9 Columbia River OR | #1950-01-01# | #2050-12-31# | 90.5 | #FALSE# | 3 | NW_EAST | NWPP | Hydro | Hydro | 1950 | 58
964 | 41713 | DALS0910 | 13.8 | A | DALS0910_A | Hydro | NA | The Dalles A Columbia River OR | #1950-01-01# | #2050-12-31# | 90.5 | #FALSE# | 3 | NW_EAST | NWPP | Hydro | Hydro | 1950 | 58
965 | 41714 | DALS1112 | 13.8 | B | DALS1112_B | Hydro | NA | The Dalles B Columbia River OR | #1950-01-01# | #2050-12-31# | 90.5 | #FALSE# | 3 | NW_EAST | NWPP | Hydro | Hydro | 1950 | 58
966 | 41714 | DALS1112 | 13.8 | C | DALS1112_C | Hydro | NA | The Dalles C Columbia River OR | #1950-01-01# | #2050-12-31# | 90.5 | #FALSE# | 3 | NW_EAST | NWPP | Hydro | Hydro | 1950 | 58
967 | 41715 | DALS1314 | 13.8 | D | DALS1314_D | Hydro | NA | The Dalles D Columbia River OR | #1950-01-01# | #2050-12-31# | 90.5 | #FALSE# | 3 | NW_EAST | NWPP | Hydro | Hydro | 1950 | 58
968 | 41715 | DALS1314 | 13.8 | E | DALS1314_E | Hydro | NA | The Dalles E Columbia River OR | #1950-01-01# | #2050-12-31# | 90.5 | #FALSE# | 3 | NW_EAST | NWPP | Hydro | Hydro | 1950 | 58
969 | 41716 | DALS1516 | 13.8 | F | DALS1516_F | Hydro | NA | The Dalles F Columbia River OR | #1950-01-01# | #2050-12-31# | 99.1 | #FALSE# | 3 | NW_EAST | NWPP | Hydro | Hydro | 1950 | 58
970 | 41716 | DALS1516 | 13.8 | G | DALS1516_G | Hydro | NA | The Dalles G Columbia River OR | #1950-01-01# | #2050-12-31# | 99.1 | #FALSE# | 3 | NW_EAST | NWPP | Hydro | Hydro | 1950 | 58
971 | 41717 | DALS1718 | 13.8 | I | DALS1718_I | Hydro | NA | The Dalles I Columbia River OR | #1950-01-01# | #2050-12-31# | 99.1 | #FALSE# | 3 | NW_EAST | NWPP | Hydro | Hydro | 1950 | 58
972 | 41717 | DALS1718 | 13.8 | J | DALS1718_J | Hydro | NA | The Dalles J Columbia River OR | #1950-01-01# | #2050-12-31# | 99.1 | #FALSE# | 3 | NW_EAST | NWPP | Hydro | Hydro | 1950 | 58
973 | 41718 | DALS1920 | 13.8 | K | DALS1920_K | Hydro | NA | The Dalles K Columbia River OR | #1950-01-01# | #2050-12-31# | 99.1 | #FALSE# | 3 | NW_EAST | NWPP | Hydro | Hydro | 1950 | 58
974 | 41718 | DALS1920 | 13.8 | M | DALS1920_M | Hydro | NA | The Dalles M Columbia River OR | #1950-01-01# | #2050-12-31# | 99.1 | #FALSE# | 3 | NW_EAST | NWPP | Hydro | Hydro | 1950 | 58
975 | 41719 | DALS2122 | 13.8 | N | DALS2122_N | Hydro | NA | The Dalles N Columbia River OR | #1950-01-01# | #2050-12-31# | 99.1 | #FALSE# | 3 | NW_EAST | NWPP | Hydro | Hydro | 1950 | 58
976 | 41719 | DALS2122 | 13.8 | O | DALS2122_O | Hydro | NA | The Dalles O Columbia River OR | #1950-01-01# | #2050-12-31# | 99.1 | #FALSE# | 3 | NW_EAST | NWPP | Hydro | Hydro | 1950 | 58
977 | 41720 | DALSF1F2 | 13.8 | F1 | DALSF1F2_F1 | Hydro | NA | The Dalles Fishway 1 Wasco OR | #1950-01-01# | #2050-12-31# | 13.6 | #FALSE# | 3 | NW_EAST | NWPP | Hydro | Hydro | 1950 | 58
978 | 41720 | DALSF1F2 | 13.8 | F2 | DALSF1F2_F2 | Hydro | NA | The Dalles Fishway 2 Wasco OR | #1950-01-01# | #2050-12-31# | 13.6 | #FALSE# | 3 | NW_EAST | NWPP | Hydro | Hydro | 1950 | 58
983 | 40361 | DWOR 1 | 13.8 | 1 | DWOR 1_1 | Hydro | NA | Dworshak 1 Clearwater River ID | #1950-01-01# | #2050-12-31# | 104.5 | #FALSE# | 3 | NW_EAST | NWPP | Hydro | Hydro | 1950 | 58
984 | 40363 | DWOR 2 | 13.8 | 1 | DWOR 2_1 | Hydro | NA | Dworshak 2 Clearwater River ID | #1950-01-01# | #2050-12-31# | 104.5 | #FALSE# | 3 | NW_EAST | NWPP | Hydro | Hydro | 1950 | 58
985 | 40365 | DWOR 3 | 13.8 | 1 | DWOR 3_1 | Hydro | NA | Dworshak 3 Clearwater River ID | #1950-01-01# | #2050-12-31# | 238.4 | #FALSE# | 3 | NW_EAST | NWPP | Hydro | Hydro | 1950 | 58
986 | 45168 | EAGLE PT | 2.4 | 1 | EAGLE PT_1 | Hydro | NA | #N/A | #1950-01-01# | #2050-12-31# | 3 | #FALSE# | 3 | NW_EAST | NWPP | Hydro | Hydro | 1950 | 58
987 | 45170 | EASTSID | 4.16 | 1 | EASTSID_1 | Hydro | NA | #N/A | #1950-01-01# | #2050-12-31# | 3.2 | #FALSE# | 3 | NW_EAST | NWPP | Hydro | Hydro | 1950 | 58
996 | 45172 | ENTERPRS | 69 | 1 | ENTERPRS_1 | Hydro | NA | #N/A | #1950-01-01# | #2050-12-31# | 1 | #FALSE# | 3 | NW_EAST | NWPP | Hydro | Hydro | 1950 | 58
997 | 45176 | FALL CRK | 2.3 | 1 | FALL CRK_1 | Hydro | NA | #N/A | #1950-01-01# | #2050-12-31# | 2.2 | #FALSE# | 3 | NW_EAST | NWPP | Hydro | Hydro | 1950 | 58
1027 | 45212 | GREENSPG | 4.16 | 1 | GREENSPG_1 | Hydro | NA | Green Springs Eugene OR | #1950-01-01# | #2050-12-31# | 16 | #FALSE# | 3 | NW_EAST | NWPP | Hydro | Hydro | 1950 | 58
1028 | 46619 | HEADWORK | 13.8 | 1 | HEADWORK_1 | Hydro | NA | Moses Lake Generation | #2001-01-01# | #2050-12-31# | 20 | #FALSE# | 3 | NW_EAST | NWPP | Hydro | Hydro | 2001 | 7
1037 | 40555 | HUNGHR12 | 13.8 | 1 | HUNGHR12_1 | Hydro | NA | Hungry Horse 1 SF Flathead MT | #1952-01-01# | #2050-12-31# | 102.5 | #FALSE# | 3 | NW_EAST | NWPP | Hydro | Hydro | 1952 | 56
1038 | 40555 | HUNGHR12 | 13.8 | 2 | HUNGHR12_2 | Hydro | NA | Hungry Horse 2 SF Flathead MT | #1952-01-01# | #2050-12-31# | 102.5 | #FALSE# | 3 | NW_EAST | NWPP | Hydro | Hydro | 1952 | 56
1039 | 40556 | HUNGHR34 | 13.8 | 3 | HUNGHR34_3 | Hydro | NA | Hungry Horse 3 SF Flathead MT | #1952-01-01# | #2050-12-31# | 102.5 | #FALSE# | 3 | NW_EAST | NWPP | Hydro | Hydro | 1952 | 56
1040 | 40556 | HUNGHR34 | 13.8 | 4 | HUNGHR34_4 | Hydro | NA | Hungry Horse 4 SF Flathead MT | #1952-01-01# | #2050-12-31# | 102.5 | #FALSE# | 3 | NW_EAST | NWPP | Hydro | Hydro | 1952 | 56
1041 | 40559 | ICE H1-2 | 13.8 | 1 | ICE H1-2_1 | Hydro | NA | Ice Harbor 1 Snake River WA | #1950-01-01# | #2050-12-31# | 104.5 | #FALSE# | 3 | NW_EAST | NWPP | Hydro | Hydro | 1950 | 58
1042 | 40559 | ICE H1-2 | 13.8 | 2 | ICE H1-2_2 | Hydro | NA | Ice Harbor 2 Snake River WA | #1950-01-01# | #2050-12-31# | 104.5 | #FALSE# | 3 | NW_EAST | NWPP | Hydro | Hydro | 1950 | 58
1043 | 40561 | ICE H3-4 | 13.8 | 3 | ICE H3-4_3 | Hydro | NA | Ice Harbor 3 Snake River WA | #1950-01-01# | #2050-12-31# | 104.5 | #FALSE# | 3 | NW_EAST | NWPP | Hydro | Hydro | 1950 | 58
1044 | 40561 | ICE H3-4 | 13.8 | 4 | ICE H3-4_4 | Hydro | NA | Ice Harbor 4 Snake River WA | #1950-01-01# | #2050-12-31# | 127.2 | #FALSE# | 3 | NW_EAST | NWPP | Hydro | Hydro | 1950 | 58
1045 | 40563 | ICE H5-6 | 13.8 | 5 | ICE H5-6_5 | Hydro | NA | Ice Harbor 5 Snake River WA | #1950-01-01# | #2050-12-31# | 127.2 | #FALSE# | 3 | NW_EAST | NWPP | Hydro | Hydro | 1950 | 58
1046 | 40563 | ICE H5-6 | 13.8 | 6 | ICE H5-6_6 | Hydro | NA | Ice Harbor 6 Snake River WA | #1950-01-01# | #2050-12-31# | 127.2 | #FALSE# | 3 | NW_EAST | NWPP | Hydro | Hydro | 1950 | 58
1047 | 45246 | IRONGATE | 6.9 | 1 | IRONGATE_1 | Hydro | NA | Iron Gate 1 Hornbrook CA | #1950-01-01# | #2050-12-31# | 18 | #FALSE# | 3 | NW_EAST | NWPP | Hydro | Hydro | 1950 | 58
1050 | 41701 | JONDAY01 | 13.8 | 1 | JONDAY01_1 | Hydro | NA | John Day 1 Columbia River OR | #1950-01-01# | #2050-12-31# | 156 | #FALSE# | 3 | NW_EAST | NWPP | Hydro | Hydro | 1950 | 58
1051 | 41701 | JONDAY01 | 13.8 | 2 | JONDAY01_2 | Hydro | NA | John Day 2 Columbia River OR | #1950-01-01# | #2050-12-31# | 156 | #FALSE# | 3 | NW_EAST | NWPP | Hydro | Hydro | 1950 | 58
1052 | 41702 | JONDAY03 | 13.8 | 3 | JONDAY03_3 | Hydro | NA | John Day 3 Columbia River OR | #1950-01-01# | #2050-12-31# | 156 | #FALSE# | 3 | NW_EAST | NWPP | Hydro | Hydro | 1950 | 58
1053 | 41702 | JONDAY03 | 13.8 | 4 | JONDAY03_4 | Hydro | NA | John Day 4 Columbia River OR | #1950-01-01# | #2050-12-31# | 156 | #FALSE# | 3 | NW_EAST | NWPP | Hydro | Hydro | 1950 | 58
1054 | 41703 | JONDAY05 | 13.8 | 5 | JONDAY05_5 | Hydro | NA | John Day 5 Columbia River OR | #1950-01-01# | #2050-12-31# | 156 | #FALSE# | 3 | NW_EAST | NWPP | Hydro | Hydro | 1950 | 58
1055 | 41703 | JONDAY05 | 13.8 | 6 | JONDAY05_6 | Hydro | NA | John Day 6 Columbia River OR | #1950-01-01# | #2050-12-31# | 156 | #FALSE# | 3 | NW_EAST | NWPP | Hydro | Hydro | 1950 | 58
1056 | 41704 | JONDAY07 | 13.8 | 7 | JONDAY07_7 | Hydro | NA | John Day 7 Columbia River OR | #1950-01-01# | #2050-12-31# | 156 | #FALSE# | 3 | NW_EAST | NWPP | Hydro | Hydro | 1950 | 58
1057 | 41704 | JONDAY07 | 13.8 | 8 | JONDAY07_8 | Hydro | NA | John Day 8 Columbia River OR | #1950-01-01# | #2050-12-31# | 156 | #FALSE# | 3 | NW_EAST | NWPP | Hydro | Hydro | 1950 | 58
1058 | 41705 | JONDAY09 | 13.8 | 9 | JONDAY09_9 | Hydro | NA | John Day 9 Columbia River OR | #1950-01-01# | #2050-12-31# | 156 | #FALSE# | 3 | NW_EAST | NWPP | Hydro | Hydro | 1950 | 58
1059 | 41705 | JONDAY09 | 13.8 | A | JONDAY09_A | Hydro | NA | John Day A Columbia River OR | #1950-01-01# | #2050-12-31# | 156 | #FALSE# | 3 | NW_EAST | NWPP | Hydro | Hydro | 1950 | 58
1060 | 41706 | JONDAY11 | 13.8 | B | JONDAY11_B | Hydro | NA | John Day B Columbia River OR | #1950-01-01# | #2050-12-31# | 156 | #FALSE# | 3 | NW_EAST | NWPP | Hydro | Hydro | 1950 | 58
1061 | 41706 | JONDAY11 | 13.8 | C | JONDAY11_C | Hydro | NA | John Day C Columbia River OR | #1950-01-01# | #2050-12-31# | 156 | #FALSE# | 3 | NW_EAST | NWPP | Hydro | Hydro | 1950 | 58
1062 | 41707 | JONDAY13 | 13.8 | D | JONDAY13_D | Hydro | NA | John Day D Columbia River OR | #1950-01-01# | #2050-12-31# | 156 | #FALSE# | 3 | NW_EAST | NWPP | Hydro | Hydro | 1950 | 58
1063 | 41707 | JONDAY13 | 13.8 | E | JONDAY13_E | Hydro | NA | John Day E Columbia River OR | #1950-01-01# | #2050-12-31# | 156 | #FALSE# | 3 | NW_EAST | NWPP | Hydro | Hydro | 1950 | 58
1064 | 41708 | JONDAY15 | 13.8 | F | JONDAY15_F | Hydro | NA | John Day F Columbia River OR | #1950-01-01# | #2050-12-31# | 156 | #FALSE# | 3 | NW_EAST | NWPP | Hydro | Hydro | 1950 | 58
1065 | 41708 | JONDAY15 | 13.8 | G | JONDAY15_G | Hydro | NA | John Day G Columbia River OR | #1950-01-01# | #2050-12-31# | 156 | #FALSE# | 3 | NW_EAST | NWPP | Hydro | Hydro | 1950 | 58
1067 | 48173 | KETTLEAV | 13.8 | 1 | KETTLEAV_1 | Hydro | NA | Kettle Falls 1 Kettle Falls WA | #1983-01-01# | #2050-12-31# | 48 | #FALSE# | 3 | NW_EAST | NWPP | Hydro | Hydro | 1983 | 25
1088 | 40653 | LIBBY | 13.8 | 1 | LIBBY_1 | Hydro | NA | Libby 1 Libby MT | #1975-01-01# | #2050-12-31# | 127 | #FALSE# | 3 | NW_EAST | NWPP | Hydro | Hydro | 1975 | 33
1089 | 40653 | LIBBY | 13.8 | 2 | LIBBY_2 | Hydro | NA | Libby 2 Libby MT | #1975-01-01# | #2050-12-31# | 127 | #FALSE# | 3 | NW_EAST | NWPP | Hydro | Hydro | 1975 | 33
1090 | 40653 | LIBBY | 13.8 | 3 | LIBBY_3 | Hydro | NA | Libby 3 Libby MT | #1975-01-01# | #2050-12-31# | 127 | #FALSE# | 3 | NW_EAST | NWPP | Hydro | Hydro | 1975 | 33
1091 | 40653 | LIBBY | 13.8 | 4 | LIBBY_4 | Hydro | NA | Libby 4 Libby MT | #1975-01-01# | #2050-12-31# | 127 | #FALSE# | 3 | NW_EAST | NWPP | Hydro | Hydro | 1975 | 33
1092 | 40653 | LIBBY | 13.8 | 5 | LIBBY_5 | Hydro | NA | Libby 5 Libby MT | #1975-01-01# | #2050-12-31# | 127 | #FALSE# | 3 | NW_EAST | NWPP | Hydro | Hydro | 1975 | 33
1093 | 47359 | LION MTN | 230 | 1 | LION MTN_1 | Hydro | NA | #N/A | #1950-01-01# | #2050-12-31# | 1 | #FALSE# | 3 | NW_EAST | NWPP | Hydro | Hydro | 1950 | 58
1094 | 40663 | LIT GOOS | 13.8 | 1 | LIT GOOS_1 | Hydro | NA | Little Goose 1 Snake River WA | #1950-01-01# | #2050-12-31# | 153 | #FALSE# | 3 | NW_EAST | NWPP | Hydro | Hydro | 1950 | 58
1095 | 40663 | LIT GOOS | 13.8 | 2 | LIT GOOS_2 | Hydro | NA | Little Goose 2 Snake River WA | #1950-01-01# | #2050-12-31# | 156 | #FALSE# | 3 | NW_EAST | NWPP | Hydro | Hydro | 1950 | 58
1096 | 40663 | LIT GOOS | 13.8 | 3 | LIT GOOS_3 | Hydro | NA | Little Goose 3 Snake River WA | #1950-01-01# | #2050-12-31# | 156 | #FALSE# | 3 | NW_EAST | NWPP | Hydro | Hydro | 1950 | 58
1097 | 40663 | LIT GOOS | 13.8 | 4 | LIT GOOS_4 | Hydro | NA | Little Goose 4 Snake River WA | #1950-01-01# | #2050-12-31# | 161 | #FALSE# | 3 | NW_EAST | NWPP | Hydro | Hydro | 1950 | 58
1098 | 40663 | LIT GOOS | 13.8 | 5 | LIT GOOS_5 | Hydro | NA | Little Goose 5 Snake River WA | #1950-01-01# | #2050-12-31# | 161 | #FALSE# | 3 | NW_EAST | NWPP | Hydro | Hydro | 1950 | 58
1099 | 40663 | LIT GOOS | 13.8 | 6 | LIT GOOS_6 | Hydro | NA | Little Goose 6 Snake River WA | #1950-01-01# | #2050-12-31# | 161 | #FALSE# | 3 | NW_EAST | NWPP | Hydro | Hydro | 1950 | 58
1105 | 48205 | LONGLKG1 | 4 | 1 | LONGLKG1_1 | Hydro | NA | Long Lake 1 Spokane River WA | #1950-01-01# | #2050-12-31# | 18.1 | #FALSE# | 3 | NW_EAST | NWPP | Hydro | Hydro | 1950 | 58
1106 | 48207 | LONGLKG2 | 4 | 2 | LONGLKG2_2 | Hydro | NA | Long Lake 2 Spokane River WA | #1950-01-01# | #2050-12-31# | 18.1 | #FALSE# | 3 | NW_EAST | NWPP | Hydro | Hydro | 1950 | 58
1107 | 48209 | LONGLKG3 | 4 | 3 | LONGLKG3_3 | Hydro | NA | Long Lake 3 Spokane River WA | #1950-01-01# | #2050-12-31# | 18.1 | #FALSE# | 3 | NW_EAST | NWPP | Hydro | Hydro | 1950 | 58
1108 | 48211 | LONGLKG4 | 4 | 4 | LONGLKG4_4 | Hydro | NA | Long Lake 4 Spokane River WA | #1950-01-01# | #2050-12-31# | 18.1 | #FALSE# | 3 | NW_EAST | NWPP | Hydro | Hydro | 1950 | 58
1115 | 40677 | LOW GRAN | 13.8 | 1 | LOW GRAN_1 | Hydro | NA | Lower Granite 1 Snake River WA | #1950-01-01# | #2050-12-31# | 161 | #FALSE# | 3 | NW_EAST | NWPP | Hydro | Hydro | 1950 | 58
1116 | 40677 | LOW GRAN | 13.8 | 2 | LOW GRAN_2 | Hydro | NA | Lower Granite 2 Snake River WA | #1950-01-01# | #2050-12-31# | 161 | #FALSE# | 3 | NW_EAST | NWPP | Hydro | Hydro | 1950 | 58
1117 | 40677 | LOW GRAN | 13.8 | 3 | LOW GRAN_3 | Hydro | NA | Lower Granite 3 Snake River WA | #1950-01-01# | #2050-12-31# | 161 | #FALSE# | 3 | NW_EAST | NWPP | Hydro | Hydro | 1950 | 58
1118 | 40677 | LOW GRAN | 13.8 | 4 | LOW GRAN_4 | Hydro | NA | Lower Granite 4 Snake River WA | #1950-01-01# | #2050-12-31# | 161 | #FALSE# | 3 | NW_EAST | NWPP | Hydro | Hydro | 1950 | 58
1119 | 40677 | LOW GRAN | 13.8 | 5 | LOW GRAN_5 | Hydro | NA | Lower Granite 5 Snake River WA | #1950-01-01# | #2050-12-31# | 161 | #FALSE# | 3 | NW_EAST | NWPP | Hydro | Hydro | 1950 | 58
1120 | 40677 | LOW GRAN | 13.8 | 6 | LOW GRAN_6 | Hydro | NA | Lower Granite 6 Snake River WA | #1950-01-01# | #2050-12-31# | 161 | #FALSE# | 3 | NW_EAST | NWPP | Hydro | Hydro | 1950 | 58
1121 | 40681 | LOW MON | 13.8 | 1 | LOW MON_1 | Hydro | NA | Lower Monumental 1 Snake R WA | #1950-01-01# | #2050-12-31# | 156 | #FALSE# | 3 | NW_EAST | NWPP | Hydro | Hydro | 1950 | 58
1122 | 40681 | LOW MON | 13.8 | 2 | LOW MON_2 | Hydro | NA | Lower Monumental 2 Snake R WA | #1950-01-01# | #2050-12-31# | 156 | #FALSE# | 3 | NW_EAST | NWPP | Hydro | Hydro | 1950 | 58
1123 | 40681 | LOW MON | 13.8 | 3 | LOW MON_3 | Hydro | NA | Lower Monumental 3 Snake R WA | #1950-01-01# | #2050-12-31# | 156 | #FALSE# | 3 | NW_EAST | NWPP | Hydro | Hydro | 1950 | 58
1124 | 40681 | LOW MON | 13.8 | 4 | LOW MON_4 | Hydro | NA | Lower Monumental 4 Snake R WA | #1950-01-01# | #2050-12-31# | 161 | #FALSE# | 3 | NW_EAST | NWPP | Hydro | Hydro | 1950 | 58
1125 | 40681 | LOW MON | 13.8 | 5 | LOW MON_5 | Hydro | NA | Lower Monumental 5 Snake R WA | #1950-01-01# | #2050-12-31# | 161 | #FALSE# | 3 | NW_EAST | NWPP | Hydro | Hydro | 1950 | 58
1126 | 40681 | LOW MON | 13.8 | 6 | LOW MON_6 | Hydro | NA | Lower Monumental 6 Snake R WA | #1950-01-01# | #2050-12-31# | 161 | #FALSE# | 3 | NW_EAST | NWPP | Hydro | Hydro | 1950 | 58
1132 | 41983 | MCNY0102 | 13.8 | 1 | MCNY0102_1 | Hydro | NA | McNary 1 Columbia River OR | #1950-01-01# | #2050-12-31# | 81.2 | #FALSE# | 3 | NW_EAST | NWPP | Hydro | Hydro | 1950 | 58
1133 | 41983 | MCNY0102 | 13.8 | 2 | MCNY0102_2 | Hydro | NA | McNary 2 Columbia River OR | #1950-01-01# | #2050-12-31# | 81.2 | #FALSE# | 3 | NW_EAST | NWPP | Hydro | Hydro | 1950 | 58
1134 | 41985 | MCNY0304 | 13.8 | 3 | MCNY0304_3 | Hydro | NA | McNary 3 Columbia River OR | #1950-01-01# | #2050-12-31# | 81.2 | #FALSE# | 3 | NW_EAST | NWPP | Hydro | Hydro | 1950 | 58
1135 | 41985 | MCNY0304 | 13.8 | 4 | MCNY0304_4 | Hydro | NA | McNary 4 Columbia River OR | #1950-01-01# | #2050-12-31# | 81.2 | #FALSE# | 3 | NW_EAST | NWPP | Hydro | Hydro | 1950 | 58
1136 | 41987 | MCNY0506 | 13.8 | 5 | MCNY0506_5 | Hydro | NA | McNary 5 Columbia River OR | #1950-01-01# | #2050-12-31# | 81.2 | #FALSE# | 3 | NW_EAST | NWPP | Hydro | Hydro | 1950 | 58
1137 | 41987 | MCNY0506 | 13.8 | 6 | MCNY0506_6 | Hydro | NA | McNary 6 Columbia River OR | #1950-01-01# | #2050-12-31# | 81.2 | #FALSE# | 3 | NW_EAST | NWPP | Hydro | Hydro | 1950 | 58
1138 | 41989 | MCNY0708 | 13.8 | 7 | MCNY0708_7 | Hydro | NA | McNary 7 Columbia River OR | #1950-01-01# | #2050-12-31# | 81.2 | #FALSE# | 3 | NW_EAST | NWPP | Hydro | Hydro | 1950 | 58
1139 | 41989 | MCNY0708 | 13.8 | 8 | MCNY0708_8 | Hydro | NA | McNary 8 Columbia River OR | #1950-01-01# | #2050-12-31# | 81.2 | #FALSE# | 3 | NW_EAST | NWPP | Hydro | Hydro | 1950 | 58
1140 | 41991 | MCNY0910 | 13.8 | 9 | MCNY0910_9 | Hydro | NA | McNary 9 Columbia River OR | #1950-01-01# | #2050-12-31# | 81.2 | #FALSE# | 3 | NW_EAST | NWPP | Hydro | Hydro | 1950 | 58
1141 | 41991 | MCNY0910 | 13.8 | A | MCNY0910_A | Hydro | NA | McNary A Columbia River OR | #1950-01-01# | #2050-12-31# | 81.2 | #FALSE# | 3 | NW_EAST | NWPP | Hydro | Hydro | 1950 | 58
1142 | 41993 | MCNY1112 | 13.8 | B | MCNY1112_B | Hydro | NA | McNary B Columbia River OR | #1950-01-01# | #2050-12-31# | 81.2 | #FALSE# | 3 | NW_EAST | NWPP | Hydro | Hydro | 1950 | 58
1143 | 41993 | MCNY1112 | 13.8 | C | MCNY1112_C | Hydro | NA | McNary C Columbia River OR | #1950-01-01# | #2050-12-31# | 81.2 | #FALSE# | 3 | NW_EAST | NWPP | Hydro | Hydro | 1950 | 58
1144 | 41995 | MCNY1314 | 13.8 | D | MCNY1314_D | Hydro | NA | McNary D Columbia River OR | #1950-01-01# | #2050-12-31# | 81.2 | #FALSE# | 3 | NW_EAST | NWPP | Hydro | Hydro | 1950 | 58
1145 | 41995 | MCNY1314 | 13.8 | E | MCNY1314_E | Hydro | NA | McNary E Columbia River OR | #1950-01-01# | #2050-12-31# | 81.2 | #FALSE# | 3 | NW_EAST | NWPP | Hydro | Hydro | 1950 | 58
1151 | 48241 | MONROEA | 13.8 | 1 | MONROEA_1 | Hydro | NA | Monroe Street 6 Spokane R WA | #1950-01-01# | #2050-12-31# | 15.6 | #FALSE# | 3 | NW_EAST | NWPP | Hydro | Hydro | 1950 | 58
1162 | 45361 | NACHES | 12.5 | 1 | NACHES_1 | Hydro | NA | #N/A | #1950-01-01# | #2050-12-31# | 2 | #FALSE# | 3 | NW_EAST | NWPP | Hydro | Hydro | 1950 | 58
1165 | 48267 | NINEMI34 | 13.8 | 3 | NINEMI34_3 | Hydro | NA | Nine Mile 3 Spokane River WA | #1950-01-01# | #2050-12-31# | 10.5 | #FALSE# | 3 | NW_EAST | NWPP | Hydro | Hydro | 1950 | 58
1166 | 48267 | NINEMI34 | 13.8 | 4 | NINEMI34_4 | Hydro | NA | Nine Mile 4 Spokane River WA | #1950-01-01# | #2050-12-31# | 10.5 | #FALSE# | 3 | NW_EAST | NWPP | Hydro | Hydro | 1950 | 58
1170 | 48283 | NOXON 5 | 14.4 | 5 | NOXON 5_5 | Hydro | NA | Noxon Rapids 5 Clark Fork R MT | #1959-01-01# | #2050-12-31# | 132 | #FALSE# | 3 | NW_EAST | NWPP | Hydro | Hydro | 1959 | 49
1171 | 48285 | NOXON12 | 14.4 | 1 | NOXON12_1 | Hydro | NA | Noxon Rapids 1 Clark Fork R MT | #1959-01-01# | #2050-12-31# | 108 | #FALSE# | 3 | NW_EAST | NWPP | Hydro | Hydro | 1959 | 49
1172 | 48285 | NOXON12 | 14.4 | 2 | NOXON12_2 | Hydro | NA | Noxon Rapids 2 Clark Fork R MT | #1959-01-01# | #2050-12-31# | 108 | #FALSE# | 3 | NW_EAST | NWPP | Hydro | Hydro | 1959 | 49
1173 | 48287 | NOXON34 | 14.4 | 3 | NOXON34_3 | Hydro | NA | Noxon Rapids 3 Clark Fork R MT | #1959-01-01# | #2050-12-31# | 108 | #FALSE# | 3 | NW_EAST | NWPP | Hydro | Hydro | 1959 | 49
1174 | 48287 | NOXON34 | 14.4 | 4 | NOXON34_4 | Hydro | NA | Noxon Rapids 4 Clark Fork R MT | #1959-01-01# | #2050-12-31# | 108 | #FALSE# | 3 | NW_EAST | NWPP | Hydro | Hydro | 1959 | 49
1183 | 45439 | PELTONR1 | 6.9 | 1 | PELTONR1_1 | Hydro | NA | Pelton Regulating Dam | #1950-01-01# | #2050-12-31# | 20.3 | #FALSE# | 3 | NW_EAST | NWPP | Hydro | Hydro | 1950 | 58
1193 | 48335 | POSTSTRT | 4 | 1 | POSTSTRT_1 | Hydro | NA | Upper Falls 1 Spokane River WA | #1950-01-01# | #2050-12-31# | 10.2 | #FALSE# | 3 | NW_EAST | NWPP | Hydro | Hydro | 1950 | 58
1194 | 46063 | PRIEST R | 13.8 | 9 | PRIEST R_9 | Hydro | NA | Priest Rapids 9 Columbia R WA | #1950-01-01# | #2050-12-31# | 91.5 | #FALSE# | 3 | NW_EAST | NWPP | Hydro | Hydro | 1950 | 58
1195 | 46063 | PRIEST R | 13.8 | A | PRIEST R_A | Hydro | NA | Priest Rapids A Columbia R WA | #1950-01-01# | #2050-12-31# | 91.5 | #FALSE# | 3 | NW_EAST | NWPP | Hydro | Hydro | 1950 | 58
1196 | 46067 | PRIESTR2 | 13.8 | 1 | PRIESTR2_1 | Hydro | NA | Priest Rapids 1 Columbia R WA | #1950-01-01# | #2050-12-31# | 91.5 | #FALSE# | 3 | NW_EAST | NWPP | Hydro | Hydro | 1950 | 58
1197 | 46067 | PRIESTR2 | 13.8 | 2 | PRIESTR2_2 | Hydro | NA | Priest Rapids 2 Columbia R WA | #1950-01-01# | #2050-12-31# | 91.5 | #FALSE# | 3 | NW_EAST | NWPP | Hydro | Hydro | 1950 | 58
1198 | 46067 | PRIESTR2 | 13.8 | 3 | PRIESTR2_3 | Hydro | NA | Priest Rapids 3 Columbia R WA | #1950-01-01# | #2050-12-31# | 91.5 | #FALSE# | 3 | NW_EAST | NWPP | Hydro | Hydro | 1950 | 58
1199 | 46067 | PRIESTR2 | 13.8 | 4 | PRIESTR2_4 | Hydro | NA | Priest Rapids 4 Columbia R WA | #1950-01-01# | #2050-12-31# | 91.5 | #FALSE# | 3 | NW_EAST | NWPP | Hydro | Hydro | 1950 | 58
1200 | 46067 | PRIESTR2 | 13.8 | 5 | PRIESTR2_5 | Hydro | NA | Priest Rapids 5 Columbia R WA | #1950-01-01# | #2050-12-31# | 91.5 | #FALSE# | 3 | NW_EAST | NWPP | Hydro | Hydro | 1950 | 58
1201 | 46067 | PRIESTR2 | 13.8 | 6 | PRIESTR2_6 | Hydro | NA | Priest Rapids 6 Columbia R WA | #1950-01-01# | #2050-12-31# | 91.5 | #FALSE# | 3 | NW_EAST | NWPP | Hydro | Hydro | 1950 | 58
1202 | 46067 | PRIESTR2 | 13.8 | 7 | PRIESTR2_7 | Hydro | NA | Priest Rapids 7 Columbia R WA | #1950-01-01# | #2050-12-31# | 91.5 | #FALSE# | 3 | NW_EAST | NWPP | Hydro | Hydro | 1950 | 58
1203 | 46067 | PRIESTR2 | 13.8 | 8 | PRIESTR2_8 | Hydro | NA | Priest Rapids 8 Columbia R WA | #1950-01-01# | #2050-12-31# | 91.5 | #FALSE# | 3 | NW_EAST | NWPP | Hydro | Hydro | 1950 | 58
1204 | 45445 | PROSPECT | 2.3 | 1 | PROSPECT_1 | Hydro | NA | #N/A | #1950-01-01# | #2050-12-31# | 0.8 | #FALSE# | 3 | NW_EAST | NWPP | Hydro | Hydro | 1950 | 58
1205 | 45453 | PRSPCT 1 | 2.3 | 1 | PRSPCT 1_1 | Hydro | NA | #N/A | #1950-01-01# | #2050-12-31# | 4 | #FALSE# | 3 | NW_EAST | NWPP | Hydro | Hydro | 1950 | 58
1206 | 45549 | PRSPCT 3 | 6.9 | 1 | PRSPCT 3_1 | Hydro | NA | #N/A | #1950-01-01# | #2050-12-31# | 7 | #FALSE# | 3 | NW_EAST | NWPP | Hydro | Hydro | 1950 | 58
1207 | 45551 | PRSPCT21 | 6.6 | 1 | PRSPCT21_1 | Hydro | NA | Prospect 1 | #1950-01-01# | #2050-12-31# | 16 | #FALSE# | 3 | NW_EAST | NWPP | Hydro | Hydro | 1950 | 58
1208 | 45459 | PRSPCT22 | 6.6 | 2 | PRSPCT22_2 | Hydro | NA | Prospect 2 | #1950-01-01# | #2050-12-31# | 16 | #FALSE# | 3 | NW_EAST | NWPP | Hydro | Hydro | 1950 | 58
1228 | 46813 | ROCK IS | 13.8 | 1 | ROCK IS_1 | Hydro | NA | Rock Island A1 Columbia R WA | #1950-01-01# | #2050-12-31# | 23 | #FALSE# | 3 | NW_EAST | NWPP | Hydro | Hydro | 1950 | 58
1229 | 46813 | ROCK IS | 13.8 | 2 | ROCK IS_2 | Hydro | NA | Rock Island A2 Columbia R WA | #1950-01-01# | #2050-12-31# | 23 | #FALSE# | 3 | NW_EAST | NWPP | Hydro | Hydro | 1950 | 58
1230 | 46813 | ROCK IS | 13.8 | 3 | ROCK IS_3 | Hydro | NA | Rock Island A3 Columbia R WA | #1950-01-01# | #2050-12-31# | 17 | #FALSE# | 3 | NW_EAST | NWPP | Hydro | Hydro | 1950 | 58
1231 | 46813 | ROCK IS | 13.8 | 4 | ROCK IS_4 | Hydro | NA | Rock Island A4 Columbia R WA | #1950-01-01# | #2050-12-31# | 23 | #FALSE# | 3 | NW_EAST | NWPP | Hydro | Hydro | 1950 | 58
1232 | 46813 | ROCK IS | 13.8 | 5 | ROCK IS_5 | Hydro | NA | Rock Island A5 Columbia R WA | #1950-01-01# | #2050-12-31# | 25 | #FALSE# | 3 | NW_EAST | NWPP | Hydro | Hydro | 1950 | 58
1233 | 46813 | ROCK IS | 13.8 | 6 | ROCK IS_6 | Hydro | NA | Rock Island A6 Columbia R WA | #1950-01-01# | #2050-12-31# | 25 | #FALSE# | 3 | NW_EAST | NWPP | Hydro | Hydro | 1950 | 58
1234 | 46813 | ROCK IS | 13.8 | 7 | ROCK IS_7 | Hydro | NA | Rock Island A7 Columbia R WA | #1950-01-01# | #2050-12-31# | 25 | #FALSE# | 3 | NW_EAST | NWPP | Hydro | Hydro | 1950 | 58
1235 | 46813 | ROCK IS | 13.8 | 8 | ROCK IS_8 | Hydro | NA | Rock Island A8 Columbia R WA | #1950-01-01# | #2050-12-31# | 25 | #FALSE# | 3 | NW_EAST | NWPP | Hydro | Hydro | 1950 | 58
1236 | 46813 | ROCK IS | 13.8 | 9 | ROCK IS_9 | Hydro | NA | Rock Island A9 Columbia R WA | #1950-01-01# | #2050-12-31# | 25 | #FALSE# | 3 | NW_EAST | NWPP | Hydro | Hydro | 1950 | 58
1237 | 46813 | ROCK IS | 13.8 | A | ROCK IS_A | Hydro | NA | Rock Island A Columbia R WA | #1950-01-01# | #2050-12-31# | 25 | #FALSE# | 3 | NW_EAST | NWPP | Hydro | Hydro | 1950 | 58
1238 | 46815 | ROCK IS2 | 6.9 | 1 | ROCK IS2_1 | Hydro | NA | Rock Island U-1 Columbia R WA | #1950-01-01# | #2050-12-31# | 51.3 | #FALSE# | 3 | NW_EAST | NWPP | Hydro | Hydro | 1950 | 58
1239 | 46815 | ROCK IS2 | 6.9 | 2 | ROCK IS2_2 | Hydro | NA | Rock Island U-2 Columbia R WA | #1950-01-01# | #2050-12-31# | 51.3 | #FALSE# | 3 | NW_EAST | NWPP | Hydro | Hydro | 1950 | 58
1240 | 46815 | ROCK IS2 | 6.9 | 3 | ROCK IS2_3 | Hydro | NA | Rock Island U-3 Columbia R WA | #1950-01-01# | #2050-12-31# | 51.3 | #FALSE# | 3 | NW_EAST | NWPP | Hydro | Hydro | 1950 | 58
1241 | 46815 | ROCK IS2 | 6.9 | 4 | ROCK IS2_4 | Hydro | NA | Rock Island U-4 Columbia R WA | #1950-01-01# | #2050-12-31# | 51.3 | #FALSE# | 3 | NW_EAST | NWPP | Hydro | Hydro | 1950 | 58
1242 | 46815 | ROCK IS2 | 6.9 | 5 | ROCK IS2_5 | Hydro | NA | Rock Island U-5 Columbia R WA | #1950-01-01# | #2050-12-31# | 51.3 | #FALSE# | 3 | NW_EAST | NWPP | Hydro | Hydro | 1950 | 58
1243 | 46815 | ROCK IS2 | 6.9 | 6 | ROCK IS2_6 | Hydro | NA | Rock Island U-6 Columbia R WA | #1950-01-01# | #2050-12-31# | 51.3 | #FALSE# | 3 | NW_EAST | NWPP | Hydro | Hydro | 1950 | 58
1244 | 46815 | ROCK IS2 | 6.9 | 7 | ROCK IS2_7 | Hydro | NA | Rock Island U-7 Columbia R WA | #1950-01-01# | #2050-12-31# | 51.3 | #FALSE# | 3 | NW_EAST | NWPP | Hydro | Hydro | 1950 | 58
1245 | 46815 | ROCK IS2 | 6.9 | 8 | ROCK IS2_8 | Hydro | NA | Rock Island U-8 Columbia R WA | #1950-01-01# | #2050-12-31# | 51.3 | #FALSE# | 3 | NW_EAST | NWPP | Hydro | Hydro | 1950 | 58
1246 | 46841 | ROCKYR01 | 15 | 1 | ROCKYR01_1 | Hydro | NA | Rocky Reach 1 | #1950-01-01# | #2050-12-31# | 113 | #FALSE# | 3 | NW_EAST | NWPP | Hydro | Hydro | 1950 | 58
1247 | 46842 | ROCKYR02 | 15 | 2 | ROCKYR02_2 | Hydro | NA | Rocky Reach 2 | #1950-01-01# | #2050-12-31# | 113 | #FALSE# | 3 | NW_EAST | NWPP | Hydro | Hydro | 1950 | 58
1248 | 46843 | ROCKYR03 | 15 | 3 | ROCKYR03_3 | Hydro | NA | Rocky Reach 3 | #1950-01-01# | #2050-12-31# | 113 | #FALSE# | 3 | NW_EAST | NWPP | Hydro | Hydro | 1950 | 58
1249 | 46844 | ROCKYR04 | 15 | 4 | ROCKYR04_4 | Hydro | NA | Rocky Reach 4 | #1950-01-01# | #2050-12-31# | 113 | #FALSE# | 3 | NW_EAST | NWPP | Hydro | Hydro | 1950 | 58
1250 | 46845 | ROCKYR05 | 15 | 5 | ROCKYR05_5 | Hydro | NA | Rocky Reach 5 | #1950-01-01# | #2050-12-31# | 113 | #FALSE# | 3 | NW_EAST | NWPP | Hydro | Hydro | 1950 | 58
1251 | 46846 | ROCKYR06 | 15 | 6 | ROCKYR06_6 | Hydro | NA | Rocky Reach 6 | #1950-01-01# | #2050-12-31# | 113 | #FALSE# | 3 | NW_EAST | NWPP | Hydro | Hydro | 1950 | 58
1252 | 46847 | ROCKYR07 | 15 | 7 | ROCKYR07_7 | Hydro | NA | Rocky Reach 7 | #1950-01-01# | #2050-12-31# | 113 | #FALSE# | 3 | NW_EAST | NWPP | Hydro | Hydro | 1950 | 58
1253 | 46848 | ROCKYR08 | 15 | 8 | ROCKYR08_8 | Hydro | NA | Rocky Reach 8 | #1950-01-01# | #2050-12-31# | 135.2 | #FALSE# | 3 | NW_EAST | NWPP | Hydro | Hydro | 1950 | 58
1254 | 46849 | ROCKYR09 | 15 | 9 | ROCKYR09_9 | Hydro | NA | Rocky Reach 9 | #1950-01-01# | #2050-12-31# | 135.2 | #FALSE# | 3 | NW_EAST | NWPP | Hydro | Hydro | 1950 | 58
1255 | 46850 | ROCKYR10 | 15 | A | ROCKYR10_A | Hydro | NA | Rocky Reach 10 | #1950-01-01# | #2050-12-31# | 135.2 | #FALSE# | 3 | NW_EAST | NWPP | Hydro | Hydro | 1950 | 58
1256 | 46851 | ROCKYR11 | 15 | B | ROCKYR11_B | Hydro | NA | Rocky Reach 11 | #1950-01-01# | #2050-12-31# | 135.2 | #FALSE# | 3 | NW_EAST | NWPP | Hydro | Hydro | 1950 | 58
1264 | 40756 | ROZA | 6.6 | 1 | ROZA_1 | Hydro | NA | Roza 1 Yakima River WA | #1950-01-01# | #2050-12-31# | 12 | #FALSE# | 3 | NW_EAST | NWPP | Hydro | Hydro | 1950 | 58
1270 | 41298 | SMITHFLS | 13.8 | 1 | SMITHFLS_1 | Hydro | NA | Smith Creek Falls Hydro ID | #1950-01-01# | #2050-12-31# | 36 | #FALSE# | 3 | NW_EAST | NWPP | Hydro | Hydro | 1950 | 58
1292 | 46653 | SUMERFA1 | 13.8 | 1 | SUMERFA1_1 | Hydro | NA | Summer Falls 1 (TPWR) | #1950-01-01# | #2050-12-31# | 39 | #FALSE# | 3 | NW_EAST | NWPP | Hydro | Hydro | 1950 | 58
1293 | 46655 | SUMERFA2 | 13.8 | 1 | SUMERFA2_1 | Hydro | NA | Summer Falls 2 (TPWR) | #1950-01-01# | #2050-12-31# | 39 | #FALSE# | 3 | NW_EAST | NWPP | Hydro | Hydro | 1950 | 58
1319 | 46109 | WANAPUM | 13.8 | 1 | WANAPUM_1 | Hydro | NA | Wanapum 1 Columbia River WA | #1950-01-01# | #2050-12-31# | 98.6 | #FALSE# | 3 | NW_EAST | NWPP | Hydro | Hydro | 1950 | 58
1320 | 46109 | WANAPUM | 13.8 | 2 | WANAPUM_2 | Hydro | NA | Wanapum 2 Columbia River WA | #1950-01-01# | #2050-12-31# | 98.6 | #FALSE# | 3 | NW_EAST | NWPP | Hydro | Hydro | 1950 | 58
1321 | 46109 | WANAPUM | 13.8 | 3 | WANAPUM_3 | Hydro | NA | Wanapum 3 Columbia River WA | #1950-01-01# | #2050-12-31# | 98.6 | #FALSE# | 3 | NW_EAST | NWPP | Hydro | Hydro | 1950 | 58
1322 | 46109 | WANAPUM | 13.8 | 4 | WANAPUM_4 | Hydro | NA | Wanapum 4 Columbia River WA | #1950-01-01# | #2050-12-31# | 98.6 | #FALSE# | 3 | NW_EAST | NWPP | Hydro | Hydro | 1950 | 58
1323 | 46109 | WANAPUM | 13.8 | 5 | WANAPUM_5 | Hydro | NA | Wanapum 5 Columbia River WA | #1950-01-01# | #2050-12-31# | 98.6 | #FALSE# | 3 | NW_EAST | NWPP | Hydro | Hydro | 1950 | 58
1324 | 46109 | WANAPUM | 13.8 | 6 | WANAPUM_6 | Hydro | NA | Wanapum 6 Columbia River WA | #1950-01-01# | #2050-12-31# | 98.6 | #FALSE# | 3 | NW_EAST | NWPP | Hydro | Hydro | 1950 | 58
1325 | 46111 | WANAPUM2 | 13.8 | 7 | WANAPUM2_7 | Hydro | NA | Wanapum 7 Columbia River WA | #1950-01-01# | #2050-12-31# | 98.6 | #FALSE# | 3 | NW_EAST | NWPP | Hydro | Hydro | 1950 | 58
1326 | 46111 | WANAPUM2 | 13.8 | 8 | WANAPUM2_8 | Hydro | NA | Wanapum 8 Columbia River WA | #1950-01-01# | #2050-12-31# | 98.6 | #FALSE# | 3 | NW_EAST | NWPP | Hydro | Hydro | 1950 | 58
1327 | 46111 | WANAPUM2 | 13.8 | 9 | WANAPUM2_9 | Hydro | NA | Wanapum 9 Columbia River WA | #1950-01-01# | #2050-12-31# | 98.6 | #FALSE# | 3 | NW_EAST | NWPP | Hydro | Hydro | 1950 | 58
1328 | 46111 | WANAPUM2 | 13.8 | A | WANAPUM2_A | Hydro | NA | Wanapum A Columbia River WA | #1950-01-01# | #2050-12-31# | 98.6 | #FALSE# | 3 | NW_EAST | NWPP | Hydro | Hydro | 1950 | 58
1331 | 47097 | WELLS | 14.4 | 1 | WELLS_1 | Hydro | NA | Wells U-1 Azwell WA | #1950-01-01# | #2050-12-31# | 85.5 | #FALSE# | 3 | NW_EAST | NWPP | Hydro | Hydro | 1950 | 58
1332 | 47097 | WELLS | 14.4 | 2 | WELLS_2 | Hydro | NA | Wells U-2 Azwell WA | #1950-01-01# | #2050-12-31# | 85.5 | #FALSE# | 3 | NW_EAST | NWPP | Hydro | Hydro | 1950 | 58
1333 | 47097 | WELLS | 14.4 | 3 | WELLS_3 | Hydro | NA | Wells U-3 Azwell WA | #1950-01-01# | #2050-12-31# | 85.5 | #FALSE# | 3 | NW_EAST | NWPP | Hydro | Hydro | 1950 | 58
1334 | 47097 | WELLS | 14.4 | 4 | WELLS_4 | Hydro | NA | Wells U-4 Azwell WA | #1950-01-01# | #2050-12-31# | 85.5 | #FALSE# | 3 | NW_EAST | NWPP | Hydro | Hydro | 1950 | 58
1335 | 47097 | WELLS | 14.4 | 5 | WELLS_5 | Hydro | NA | Wells U-5 Azwell WA | #1950-01-01# | #2050-12-31# | 85.5 | #FALSE# | 3 | NW_EAST | NWPP | Hydro | Hydro | 1950 | 58
1336 | 47097 | WELLS | 14.4 | 6 | WELLS_6 | Hydro | NA | Wells U-6 Azwell WA | #1950-01-01# | #2050-12-31# | 85.5 | #FALSE# | 3 | NW_EAST | NWPP | Hydro | Hydro | 1950 | 58
1337 | 47097 | WELLS | 14.4 | 7 | WELLS_7 | Hydro | NA | Wells U-7 Azwell WA | #1950-01-01# | #2050-12-31# | 85.5 | #FALSE# | 3 | NW_EAST | NWPP | Hydro | Hydro | 1950 | 58
1338 | 47097 | WELLS | 14.4 | 8 | WELLS_8 | Hydro | NA | Wells U-8 Azwell WA | #1950-01-01# | #2050-12-31# | 85.5 | #FALSE# | 3 | NW_EAST | NWPP | Hydro | Hydro | 1950 | 58
1339 | 47097 | WELLS | 14.4 | 9 | WELLS_9 | Hydro | NA | Wells U-9 Azwell WA | #1950-01-01# | #2050-12-31# | 85.5 | #FALSE# | 3 | NW_EAST | NWPP | Hydro | Hydro | 1950 | 58
1340 | 47097 | WELLS | 14.4 | A | WELLS_A | Hydro | NA | Wells U-A Azwell WA | #1950-01-01# | #2050-12-31# | 85.5 | #FALSE# | 3 | NW_EAST | NWPP | Hydro | Hydro | 1950 | 58
1341 | 45528 | WESTSID | 2.4 | 1 | WESTSID_1 | Hydro | NA | #N/A | #1950-01-01# | #2050-12-31# | 1 | #FALSE# | 3 | NW_EAST | NWPP | Hydro | Hydro | 1950 | 58
807 | 40063 | ASHE 2 | 25 | 1 | WNP2 | NA | NA | WNP 2 Hanford WA | #1966-07-01# | #2050-12-31# | 1160.1 | #FALSE# | 3 | NW_EAST | NWPP | Nuclear | NUCLEAR | 1966 | 42
842 | 48526 | BOULDERG | 13.8 | 1 | BoulderPk | NA | NA | AVA - Boulder Park Spokane | #2002-05-31# | #2050-12-31# | 24 | #FALSE# | 3 | NW_EAST | NWPP | Oil | IC | 2002 | 6
1275 | 48407 | SPKWASTE | 13.8 | 1 | SpknMSW1 | NA | NA | Spokane MSW 1 Spokane WA | #1991-09-01# | #2050-12-31# | 23 | #FALSE# | 3 | NW_EAST | NWPP | Ref | Steam | 1991 | 17
798 | 47315 | 9CWIND 1 | 12.5 | 1 | 9CWIND 1_1 | Hourly Resource | NA | wind Nine Canyon 1 | #2002-01-01# | #2050-12-31# | 26.1 | #FALSE# | 3 | NW_EAST | NWPP | Wind | Wind | 2002 | 6
799 | 47316 | 9CWIND 2 | 12.5 | 1 | 9CWIND 2_1 | Hourly Resource | NA | wind Nine Canyon 2 | #1950-01-01# | #2050-12-31# | 26.1 | #FALSE# | 3 | NW_EAST | NWPP | Wind | Wind | 1950 | 58
907 | 41363 | CONWIND | 34.5 | 1 | CONWIND_1 | Hourly Resource | NA | wind Condon Wind Project Phase I | #2001-12-31# | #2050-12-31# | 50 | #FALSE# | 3 | NW_EAST | NWPP | Wind | Wind | 2001 | 7
1074 | 47326 | KLOND W1 | 34.5 | 1 | KLOND W1_1 | Hourly Resource | NA | wind Klondike 1 | #2001-01-01# | #2050-12-31# | 12.5 | #FALSE# | 3 | NW_EAST | NWPP | Wind | Wind | 2001 | 7
1075 | 47326 | KLOND W1 | 34.5 | 2 | KLOND W1_2 | Hourly Resource | NA | wind Klondike 2 | #1950-01-01# | #2050-12-31# | 12.5 | #FALSE# | 3 | NW_EAST | NWPP | Wind | Wind | 1950 | 58
1076 | 47323 | KLOND W2 | 34.5 | 1 | KLOND W2_1 | Hourly Resource | NA | wind Klondike OR | #1950-01-01# | #2050-12-31# | 25.5 | #FALSE# | 3 | NW_EAST | NWPP | Wind | Wind | 1950 | 58
1276 | 47573 | STATL W1 | 34.5 | 1 | STATL W1_1 | Hourly Resource | NA | wind Stateline Wind Project | #1950-01-01# | #2050-12-31# | 25 | #FALSE# | 3 | NW_EAST | NWPP | Wind | Wind | 1950 | 58
1277 | 47573 | STATL W1 | 34.5 | 2 | STATL W1_2 | Hourly Resource | NA | wind Stateline Wind Project | #1950-01-01# | #2050-12-31# | 25 | #FALSE# | 3 | NW_EAST | NWPP | Wind | Wind | 1950 | 58
1278 | 47573 | STATL W1 | 34.5 | 3 | STATL W1_3 | Hourly Resource | NA | wind Stateline Wind Project | #1950-01-01# | #2050-12-31# | 25 | #FALSE# | 3 | NW_EAST | NWPP | Wind | Wind | 1950 | 58
1279 | 47573 | STATL W1 | 34.5 | 4 | STATL W1_4 | Hourly Resource | NA | wind Stateline Wind Project | #1950-01-01# | #2050-12-31# | 25 | #FALSE# | 3 | NW_EAST | NWPP | Wind | Wind | 1950 | 58
1280 | 47571 | STATL W2 | 34.5 | 1 | STATL W2_1 | Hourly Resource | NA | wind Stateline 1 | #2001-12-31# | #2050-12-31# | 25 | #FALSE# | 3 | NW_EAST | NWPP | Wind | Wind | 2001 | 7
1281 | 47571 | STATL W2 | 34.5 | 2 | STATL W2_2 | Hourly Resource | NA | wind Stateline Wind Project | #1950-01-01# | #2050-12-31# | 25 | #FALSE# | 3 | NW_EAST | NWPP | Wind | Wind | 1950 | 58
1282 | 47571 | STATL W2 | 34.5 | 3 | STATL W2_3 | Hourly Resource | NA | wind Stateline Wind Project | #1950-01-01# | #2050-12-31# | 25 | #FALSE# | 3 | NW_EAST | NWPP | Wind | Wind | 1950 | 58
1283 | 47571 | STATL W2 | 34.5 | 4 | STATL W2_4 | Hourly Resource | NA | wind Stateline Wind Project | #1950-01-01# | #2050-12-31# | 25 | #FALSE# | 3 | NW_EAST | NWPP | Wind | Wind | 1950 | 58
1284 | 47571 | STATL W2 | 34.5 | 5 | STATL W2_5 | Hourly Resource | NA | wind Stateline Wind Project | #1950-01-01# | #2050-12-31# | 25 | #FALSE# | 3 | NW_EAST | NWPP | Wind | Wind | 1950 | 58
1285 | 47571 | STATL W2 | 34.5 | 6 | STATL W2_6 | Hourly Resource | NA | wind Stateline Wind Project | #1950-01-01# | #2050-12-31# | 25 | #FALSE# | 3 | NW_EAST | NWPP | Wind | Wind | 1950 | 58
1286 | 47571 | STATL W2 | 34.5 | 7 | STATL W2_7 | Hourly Resource | NA | wind Stateline Wind Project | #1950-01-01# | #2050-12-31# | 25 | #FALSE# | 3 | NW_EAST | NWPP | Wind | Wind | 1950 | 58
1287 | 47571 | STATL W2 | 34.5 | 8 | STATL W2_8 | Hourly Resource | NA | wind Stateline Wind Project | #1950-01-01# | #2050-12-31# | 25 | #FALSE# | 3 | NW_EAST | NWPP | Wind | Wind | 1950 | 58
1316 | 47550 | VANSYCLE | 34.5 | 1 | VANSYCLE_1 | Hourly Resource | NA | wind Vansycle Ridge Walla Walla WA | #1950-01-01# | #2050-12-31# | 25 | #FALSE# | 3 | NW_EAST | NWPP | Wind | Wind | 1950 | 58
2878 | 48451 | WALA AVA | 230 | 1 | Hopkins Ridge | NA | NA | NA | #2006-01-01# | #2050-01-01# | 150 | #FALSE# | 3 | NW_EAST | NWPP | Wind | Wind | 2006 | 2
2886 | 41111 | VANTAGE | 230 | 1 | Wild Horse | NA | NA | Wild Horse | #2007-01-01# | #2050-01-01# | 240 | #FALSE# | 3 | NW_EAST | NWPP | Wind | Wind | 2007 | 1
2888 | 40585 | JOHN DAY | 500 | 1 | Klodike 3/Orion | NA | NA | Klodike 3/Orion | #2007-01-01# | #2050-01-01# | 300 | #FALSE# | 3 | NW_EAST | NWPP | Wind | Wind | 2007 | 1
2890 | 45075 | DALREED | 230 | 1 | Arlington/Leaning J. | NA | NA | Arlington/Leaning J. | #2008-01-01# | #2050-01-01# | 100 | #FALSE# | 3 | NW_EAST | NWPP | Wind | Wind | 2008 | 0
2897 | 41341 | BIGEDDY1 | 230 | 1 | Big Horn | NA | NA | Big Horn | #2007-01-01# | #2050-01-01# | 250 | #FALSE# | 3 | NW_EAST | NWPP | Wind | Wind | 2007 | 1
2898 | 41342 | BIGEDDY2 | 230 | 1 | Last Mile Co-op | HourlyResource | NA | Last Mile Co-op | #2008-01-01# | #2050-01-01# | 100 | #FALSE# | 3 | NW_EAST | NWPP | Wind | Wind | 2008 | 0
2900 | 41341 | BIGEDDY1 | 230 | 2 | Klodike 2 | NA | NA | NA | #2006-01-01# | #2050-01-01# | 75 | #FALSE# | 3 | NW_EAST | NWPP | Wind | Wind | 2006 | 2
822 | 45026 | BIOMASS | 13.8 | N | Biomass | NA | NA | Biomass QF | #1985-12-01# | #2050-12-31# | 24 | #FALSE# | 3 | NW_EAST | NWPP | Wood | Steam | 1985 | 23
953 | 48482 | CWGEN3 | 12 | 1 | Potlatch3 | NA | NA | AVA - Potlatch Corp WDS - Lewiston | #1981-07-01# | #2050-12-31# | 33.3 | #FALSE# | 3 | NW_EAST | NWPP | Wood | Steam | 1981 | 27
954 | 48483 | CWGEN4 | 12 | 1 | Potlatch4 | NA | NA | AVA - Potlatch Corp WDS - Lewiston | #1991-02-01# | #2050-12-31# | 50 | #FALSE# | 3 | NW_EAST | NWPP | Wood | Steam | 1991 | 17
1304 | 45297 | TROUTDAL | 69 | 1 | FtJames1 | 1 | NA | Ft James Cogen 1 Camus WA | #1996-01-01# | #2050-12-31# | 37 | #FALSE# | 3 | NW_WEST | NWPP | Bio | Steam | 1996 | 12
823 | 43047 | BOARD F | 24 | 1 | Boardmn1 | Coal | NA | Boardman 1 Boardman OR | #1980-08-01# | #2050-12-31# | 510 | #FALSE# | 3 | NW_WEST | NWPP | Coal | Steam | 1980 | 28
867 | 45039 | CENTR G1 | 20 | 1 | Centralia1 | Coal | NA | Centralia 1 Centralia WA | #1972-12-01# | #2050-12-31# | 728 | #FALSE# | 3 | NW_WEST | NWPP | Coal | Steam | 1972 | 36
868 | 45041 | CENTR G2 | 20 | 1 | Centralia2 | Coal | NA | Centralia 2 Centralia WA | #1973-07-01# | #2050-12-31# | 728 | #FALSE# | 3 | NW_WEST | NWPP | Coal | Steam | 1973 | 35
808 | 43017 | BEAVER | 13.8 | 1 | Beaver1 | NA | NA | Beaver 1 Clatskanie OR | #1974-08-01# | #2050-12-31# | 62 | #FALSE# | 3 | NW_WEST | NWPP | Gas | SCCT | 1974 | 34
809 | 43017 | BEAVER | 13.8 | 2 | Beaver2 | NA | NA | Beaver 2 Clatskanie OR | #1974-08-01# | #2050-12-31# | 62 | #FALSE# | 3 | NW_WEST | NWPP | Gas | SCCT | 1974 | 34
810 | 43017 | BEAVER | 13.8 | 3 | Beaver3 | NA | NA | Beaver 3 Clatskanie OR | #1974-08-01# | #2050-12-31# | 62 | #FALSE# | 3 | NW_WEST | NWPP | Gas | SCCT | 1974 | 34
811 | 43017 | BEAVER | 13.8 | 4 | Beaver4 | NA | NA | Beaver 4 Clatskanie OR | #1974-08-01# | #2050-12-31# | 62 | #FALSE# | 3 | NW_WEST | NWPP | Gas | SCCT | 1974 | 34
812 | 43017 | BEAVER | 13.8 | 5 | Beaver5 | NA | NA | Beaver 5 Clatskanie OR | #1974-08-01# | #2050-12-31# | 62 | #FALSE# | 3 | NW_WEST | NWPP | Gas | SCCT | 1974 | 34
813 | 43017 | BEAVER | 13.8 | 6 | Beaver6 | NA | NA | Beaver 6 Clatskanie OR | #1974-08-01# | #2050-12-31# | 62 | #FALSE# | 3 | NW_WEST | NWPP | Gas | SCCT | 1974 | 34
814 | 43019 | BEAVER | 20 | 1 | BEAVER_1 | Gas | NA | Beaver 1 Clatskanie OR | #1974-01-01# | #2050-12-31# | 147 | #FALSE# | 3 | NW_WEST | NWPP | Gas | SCCT | 1974 | 34
816 | 47612 | BGHF G12 | 13.8 | 1 | BigHanafrd1 | NA | NA | Big Hanaford 1 Centralia | #2002-08-01# | #2050-12-31# | 45 | #FALSE# | 3 | NW_WEST | NWPP | Gas | CCCT | 2002 | 6
817 | 47612 | BGHF G12 | 13.8 | 2 | BigHanafrd2 | NA | NA | Big Hanaford 2 Centralia | #2002-08-01# | #2050-12-31# | 45 | #FALSE# | 3 | NW_WEST | NWPP | Gas | CCCT | 2002 | 6
818 | 47613 | BGHF G34 | 13.8 | 3 | BigHanafrd3 | NA | NA | Big Hanaford 3 Centralia | #2002-08-01# | #2050-12-31# | 45 | #FALSE# | 3 | NW_WEST | NWPP | Gas | CCCT | 2002 | 6
819 | 47613 | BGHF G34 | 13.8 | 4 | BigHanafrd4 | NA | NA | Big Hanaford 4 Centralia | #2002-08-01# | #2050-12-31# | 45 | #FALSE# | 3 | NW_WEST | NWPP | Gas | CCCT | 2002 | 6
820 | 47614 | BGHF ST1 | 13.8 | 1 | BigHanafrdST | NA | NA | Big Hanaford ST Centralia | #2002-08-13# | #2050-12-31# | 80 | #FALSE# | 3 | NW_WEST | NWPP | Gas | CCCT | 2002 | 6
872 | 47588 | CHEH G1 | 18 | 1 | ChhlsGn1 | NA | NA | Chehalis Generation Facility 1 | #2003-11-07# | #2050-12-31# | 200 | #FALSE# | 3 | NW_WEST | NWPP | Gas | CCCT | 2003 | 5
873 | 47589 | CHEH G2 | 18 | 2 | ChhlsGn2 | NA | NA | Chehalis Generation Facility 2 | #2003-11-07# | #2050-12-31# | 200 | #FALSE# | 3 | NW_WEST | NWPP | Gas | CCCT | 2003 | 5
874 | 47590 | CHEH S1 | 18 | 1 | ChhlsGn3 | NA | NA | Chehalis Generation Facility 3 | #2003-11-07# | #2050-12-31# | 240 | #FALSE# | 3 | NW_WEST | NWPP | Gas | CCCT | 2003 | 5
941 | 43111 | COYO G1 | 18 | 1 | CytSpgs1 | NA | NA | Coyote Springs 1 | #1995-11-01# | #2050-12-31# | 170 | #FALSE# | 3 | NW_WEST | NWPP | Gas | CCCT | 1995 | 13
942 | 48516 | COYO G2 | 18 | 1 | CytSpgsGT2 | NA | NA | Coyote Springs Gas 2 | #2003-07-01# | #2050-12-31# | 170 | #FALSE# | 3 | NW_WEST | NWPP | Gas | CCCT | 2003 | 5
943 | 43119 | COYO S1 | 13.8 | 1 | CytSpgsA | NA | NA | Coyote Springs CC1A Boardman OR | #1995-11-01# | #2050-12-31# | 80 | #FALSE# | 3 | NW_WEST | NWPP | Gas | CCCT | 1995 | 13
944 | 48518 | COYO S2 | 13.8 | 1 | CytSpgsST2 | NA | NA | Coyote Springs Steam 2 | #2003-07-01# | #2050-12-31# | 80 | #FALSE# | 3 | NW_WEST | NWPP | Gas | CCCT | 2003 | 5
992 | 42011 | ENSERCH1 | 13.8 | 1 | Encogen1 | NA | NA | Encogen 1 Bellingham WA | #1993-04-01# | #2050-12-31# | 38.3 | #FALSE# | 3 | NW_WEST | NWPP | Gas | CCCT | 1993 | 15
993 | 42012 | ENSERCH2 | 13.8 | 2 | Encogen2 | NA | NA | Encogen 2 Bellingham WA | #1993-04-01# | #2050-12-31# | 38.3 | #FALSE# | 3 | NW_WEST | NWPP | Gas | CCCT | 1993 | 15
994 | 42013 | ENSERCH3 | 13.8 | 3 | Encogen3 | NA | NA | Encogen 3 Bellingham WA | #1993-04-01# | #2050-12-31# | 38.3 | #FALSE# | 3 | NW_WEST | NWPP | Gas | CCCT | 1993 | 15
995 | 42014 | ENSERCHL | 13.8 | L | EncogenL | NA | NA | Encogen L Bellingham WA | #1993-04-01# | #2050-12-31# | 58.2 | #FALSE# | 3 | NW_WEST | NWPP | Gas | CCCT | 1993 | 15
1009 | 42721 | FREDERC1 | 13.8 | 1 | Fredrck1 | NA | NA | Frederickson 1 Tacoma WA | #1981-11-01# | #2050-12-31# | 74.4 | #FALSE# | 3 | NW_WEST | NWPP | Gas | SCCT | 1981 | 27
1010 | 42722 | FREDERC2 | 13.8 | 2 | Fredrck2 | NA | NA | Frederickson 2 Tacoma WA | #1981-11-01# | #2050-12-31# | 74.4 | #FALSE# | 3 | NW_WEST | NWPP | Gas | SCCT | 1981 | 27
1011 | 42111 | FREDONA1 | 13.8 | 1 | Fredonia1 | NA | NA | Fredonia 1 Burlington WA | #1984-05-01# | #2050-12-31# | 104 | #FALSE# | 3 | NW_WEST | NWPP | Gas | SCCT | 1984 | 24
1012 | 42112 | FREDONA2 | 13.8 | 2 | Fredonia2 | NA | NA | Fredonia 2 Burlington WA | #1984-05-01# | #2050-12-31# | 104 | #FALSE# | 3 | NW_WEST | NWPP | Gas | SCCT | 1984 | 24
1013 | 42114 | FREDONA3 | 13.8 | 3 | Fredonia3 | NA | NA | Fredonia 3 Burlington WA | #2001-07-01# | #2050-12-31# | 50 | #FALSE# | 3 | NW_WEST | NWPP | Gas | SCCT | 2001 | 7
1014 | 42115 | FREDONA4 | 13.8 | 4 | Fredonia4 | NA | NA | Fredonia 4 Burlington WA | #2001-07-01# | #2050-12-31# | 50 | #FALSE# | 3 | NW_WEST | NWPP | Gas | SCCT | 2001 | 7
1015 | 47577 | FREDST G | 18 | 1 | FredrckGT | NA | NA | Frederickson Power 1 - GT | #2002-08-01# | #2050-12-31# | 170 | #FALSE# | 3 | NW_WEST | NWPP | Gas | CCCT | 2002 | 6
1016 | 47576 | FREDST S | 13.8 | 1 | FredrckST | NA | NA | Frederickson Power 1 - ST | #2005-06-01# | #2050-12-31# | 44 | #FALSE# | 3 | NW_WEST | NWPP | Gas | CCCT | 2005 | 3
1157 | 42131 | MRPTGEN1 | 13.8 | 1 | MarchPnt1 | NA | NA | March Point 1 Anacortes WA | #1993-01-01# | #2050-12-31# | 38.3 | #FALSE# | 3 | NW_WEST | NWPP | Gas | CCCT | 1993 | 15
1158 | 42132 | MRPTGEN2 | 13.8 | 2 | MarchPnt2 | NA | NA | March Point 2 Anacortes WA | #1993-01-01# | #2050-12-31# | 38.3 | #FALSE# | 3 | NW_WEST | NWPP | Gas | CCCT | 1993 | 15
1159 | 42133 | MRPTGEN3 | 13.8 | 3 | MarchPnt3 | NA | NA | March Point 3 Anacortes WA | #1993-01-01# | #2050-12-31# | 38.3 | #FALSE# | 3 | NW_WEST | NWPP | Gas | CCCT | 1993 | 15
1160 | 42134 | MRPTGENL | 13.8 | L | MarchPntL | NA | NA | March Point L Anacortes WA | #1950-01-01# | #2050-12-31# | 25 | #FALSE# | 3 | NW_WEST | NWPP | Gas | CCCT | 1950 | 58
1265 | 47216 | RVR RD C | 18 | 1 | RvrRdCC1 | NA | NA | River Road CC1 Vancouver WA | #1997-12-01# | #2050-12-31# | 260 | #FALSE# | 3 | NW_WEST | NWPP | Gas | CCCT | 1997 | 11
1290 | 42021 | SUMAS 1 | 13.8 | 1 | Sumas1 | NA | NA | Sumas Energy 1 Sumas WA | #1993-01-01# | #2050-12-31# | 83.3 | #FALSE# | 3 | NW_WEST | NWPP | Gas | CCCT | 1993 | 15
1291 | 42022 | SUMAS L | 13.8 | L | SumasL | NA | NA | Sumas Energy L Sumas WA | #1993-01-01# | #2050-12-31# | 48.7 | #FALSE# | 3 | NW_WEST | NWPP | Gas | CCCT | 1993 | 15
1299 | 42031 | TENASKA1 | 13.8 | 1 | TnskFrn1 | NA | NA | Tenaska Ferndale 1 Ferndale WA | #1994-04-08# | #2050-12-31# | 83.3 | #FALSE# | 3 | NW_WEST | NWPP | Gas | CCCT | 1994 | 14
1300 | 42032 | TENASKA2 | 13.8 | 2 | TnskFrn2 | NA | NA | Tenaska Ferndale 2 Ferndale WA | #1994-04-08# | #2050-12-31# | 83.3 | #FALSE# | 3 | NW_WEST | NWPP | Gas | CCCT | 1994 | 14
1301 | 42033 | TENASKAL | 13.8 | L | TnskFrnL | NA | NA | Tenaska Ferndale L Ferndale WA | #1994-04-08# | #2050-12-31# | 99.9 | #FALSE# | 3 | NW_WEST | NWPP | Gas | CCCT | 1994 | 14
1317 | 45517 | VINE | 69 | 1 | Vine | NA | NA | Vine St H E Plant Corvalis OR | #1950-01-01# | #2050-12-31# | 40 | #FALSE# | 3 | NW_WEST | NWPP | Gas | Steam | 1950 | 58
1329 | 47290 | WAUNA | 13.8 | 1 | Wauna1 | NA | NA | Ft James Wauna Mill 1 | #1950-01-01# | #2050-12-31# | 23.7 | #FALSE# | 3 | NW_WEST | NWPP | Gas | SCCT | 1950 | 58
1330 | 47290 | WAUNA | 13.8 | 2 | Wauna2 | NA | NA | Ft James Wauna Mill 2 | #1950-01-01# | #2050-12-31# | 11 | #FALSE# | 3 | NW_WEST | NWPP | Gas | SCCT | 1950 | 58
1342 | 46266 | WEYCO 3 | 11.5 | 1 | Wycnrgy1 | NA | NA | Weyco Energy CTR 1 Springfield | #1976-01-01# | #2050-12-31# | 12.2 | #FALSE# | 3 | NW_WEST | NWPP | Gas | SCCT | 1976 | 32
1343 | 46268 | WEYCO 4 | 13.8 | 1 | Wycnrgy2 | NA | NA | Weyco Energy CTR 2 Springfield | #1950-01-01# | #2050-12-31# | 35 | #FALSE# | 3 | NW_WEST | NWPP | Gas | SCCT | 1950 | 58
1345 | 42043 | WHITHRN3 | 13.8 | 3 | Whithrn3 | NA | NA | Whitehorn 3 Custer WA | #1981-10-01# | #2050-12-31# | 74.4 | #FALSE# | 3 | NW_WEST | NWPP | Gas | SCCT | 1981 | 27
800 | 40007 | ABERDEEN | 115 | 1 | ABERDEEN_1 | Hydro | NA | Wynoochee 1 Aberdeen WA | #1950-01-01# | #2050-12-31# | 11 | #FALSE# | 3 | NW_WEST | NWPP | Hydro | Hydro | 1950 | 58
805 | 46671 | ALDER11 | 13.8 | 1 | ALDER11_1 | Hydro | NA | Alder 1 Nisqually River WA | #1950-01-01# | #2050-12-31# | 26 | #FALSE# | 3 | NW_WEST | NWPP | Hydro | Hydro | 1950 | 58
806 | 46672 | ALDER12 | 13.8 | 1 | ALDER12_1 | Hydro | NA | Alder 2 Nisqually River WA | #1950-01-01# | #2050-12-31# | 26 | #FALSE# | 3 | NW_WEST | NWPP | Hydro | Hydro | 1950 | 58
821 | 41303 | BIG CLIF | 14.4 | 1 | BIG CLIF_1 | Hydro | NA | Big Cliff Linn Co OR | #1950-01-01# | #2050-12-31# | 21.5 | #FALSE# | 3 | NW_WEST | NWPP | Hydro | Hydro | 1950 | 58
824 | 40131 | BONN PH2 | 13.8 | B | BONN PH2_B | Hydro | NA | Bonneville 11B Columbia River OR | #1950-01-01# | #2050-12-31# | 76 | #FALSE# | 3 | NW_WEST | NWPP | Hydro | Hydro | 1950 | 58
825 | 40131 | BONN PH2 | 13.8 | C | BONN PH2_C | Hydro | NA | Bonneville 11C Columbia River OR | #1950-01-01# | #2050-12-31# | 76 | #FALSE# | 3 | NW_WEST | NWPP | Hydro | Hydro | 1950 | 58
826 | 40131 | BONN PH2 | 13.8 | D | BONN PH2_D | Hydro | NA | Bonneville 11D Columbia River OR | #1950-01-01# | #2050-12-31# | 76 | #FALSE# | 3 | NW_WEST | NWPP | Hydro | Hydro | 1950 | 58
827 | 40131 | BONN PH2 | 13.8 | E | BONN PH2_E | Hydro | NA | Bonneville 11E Columbia River OR | #1950-01-01# | #2050-12-31# | 76 | #FALSE# | 3 | NW_WEST | NWPP | Hydro | Hydro | 1950 | 58
828 | 40131 | BONN PH2 | 13.8 | F | BONN PH2_F | Hydro | NA | Bonneville 11F Columbia River OR | #1950-01-01# | #2050-12-31# | 76 | #FALSE# | 3 | NW_WEST | NWPP | Hydro | Hydro | 1950 | 58
829 | 40131 | BONN PH2 | 13.8 | G | BONN PH2_G | Hydro | NA | Bonneville 11G Columbia River OR | #1950-01-01# | #2050-12-31# | 76 | #FALSE# | 3 | NW_WEST | NWPP | Hydro | Hydro | 1950 | 58
830 | 40131 | BONN PH2 | 13.8 | I | BONN PH2_I | Hydro | NA | Bonneville 11I Columbia River OR | #1950-01-01# | #2050-12-31# | 76 | #FALSE# | 3 | NW_WEST | NWPP | Hydro | Hydro | 1950 | 58
831 | 40131 | BONN PH2 | 13.8 | J | BONN PH2_J | Hydro | NA | Bonneville 11J Columbia River OR | #1950-01-01# | #2050-12-31# | 76 | #FALSE# | 3 | NW_WEST | NWPP | Hydro | Hydro | 1950 | 58
832 | 40135 | BONNVIL1 | 13.8 | 1 | BONNVIL1_1 | Hydro | NA | Bonneville F1 Columbia River OR | #1950-01-01# | #2050-12-31# | 55 | #FALSE# | 3 | NW_WEST | NWPP | Hydro | Hydro | 1950 | 58
833 | 40135 | BONNVIL1 | 13.8 | 2 | BONNVIL1_2 | Hydro | NA | Bonneville F2 Columbia River OR | #1950-01-01# | #2050-12-31# | 55 | #FALSE# | 3 | NW_WEST | NWPP | Hydro | Hydro | 1950 | 58
834 | 40135 | BONNVIL1 | 13.8 | 9 | BONNVIL1_9 | Hydro | NA | Bonneville F9 Columbia River OR | #1950-01-01# | #2050-12-31# | 62 | #FALSE# | 3 | NW_WEST | NWPP | Hydro | Hydro | 1950 | 58
835 | 40135 | BONNVIL1 | 13.8 | A | BONNVIL1_A | Hydro | NA | Bonneville FA Columbia River OR | #1950-01-01# | #2050-12-31# | 62 | #FALSE# | 3 | NW_WEST | NWPP | Hydro | Hydro | 1950 | 58
836 | 40137 | BONNVIL2 | 13.8 | 3 | BONNVIL2_3 | Hydro | NA | Bonneville 3 Columbia River OR | #1950-01-01# | #2050-12-31# | 62 | #FALSE# | 3 | NW_WEST | NWPP | Hydro | Hydro | 1950 | 58
837 | 40137 | BONNVIL2 | 13.8 | 4 | BONNVIL2_4 | Hydro | NA | Bonneville 4 Columbia River OR | #1950-01-01# | #2050-12-31# | 62 | #FALSE# | 3 | NW_WEST | NWPP | Hydro | Hydro | 1950 | 58
838 | 40137 | BONNVIL2 | 13.8 | 5 | BONNVIL2_5 | Hydro | NA | Bonneville 5 Columbia River OR | #1950-01-01# | #2050-12-31# | 62 | #FALSE# | 3 | NW_WEST | NWPP | Hydro | Hydro | 1950 | 58
839 | 40137 | BONNVIL2 | 13.8 | 6 | BONNVIL2_6 | Hydro | NA | Bonneville 6 Columbia River OR | #1950-01-01# | #2050-12-31# | 62 | #FALSE# | 3 | NW_WEST | NWPP | Hydro | Hydro | 1950 | 58
840 | 40137 | BONNVIL2 | 13.8 | 7 | BONNVIL2_7 | Hydro | NA | Bonneville 7 Columbia River OR | #1950-01-01# | #2050-12-31# | 62 | #FALSE# | 3 | NW_WEST | NWPP | Hydro | Hydro | 1950 | 58
841 | 40137 | BONNVIL2 | 13.8 | 8 | BONNVIL2_8 | Hydro | NA | Bonneville 8 Columbia River OR | #1950-01-01# | #2050-12-31# | 62 | #FALSE# | 3 | NW_WEST | NWPP | Hydro | Hydro | 1950 | 58
864 | 46210 | CARMEN | 11.5 | 1 | CARMEN_1 | Hydro | NA | Carmen Smith 1 McKenzie R OR | #1950-01-01# | #2050-12-31# | 42.1 | #FALSE# | 3 | NW_WEST | NWPP | Hydro | Hydro | 1950 | 58
865 | 46210 | CARMEN | 11.5 | 2 | CARMEN_2 | Hydro | NA | Carmen Smith 2 McKenzie R OR | #1950-01-01# | #2050-12-31# | 42.1 | #FALSE# | 3 | NW_WEST | NWPP | Hydro | Hydro | 1950 | 58
866 | 46210 | CARMEN | 11.5 | 3 | CARMEN_3 | Hydro | NA | Carmen Smith 3 McKenzie R OR | #1950-01-01# | #2050-12-31# | 10.5 | #FALSE# | 3 | NW_WEST | NWPP | Hydro | Hydro | 1950 | 58
869 | 40199 | CENTRALA | 69 | 1 | CENTRALA_1 | Hydro | NA | Centralia | #1950-01-01# | #2050-12-31# | 10 | #FALSE# | 3 | NW_WEST | NWPP | Hydro | Hydro | 1950 | 58
904 | 45112 | CLRWATR1 | 7.2 | 1 | CLRWATR1_1 | Hydro | NA | Clear Water 1 | #1950-01-01# | #2050-12-31# | 14.8 | #FALSE# | 3 | NW_WEST | NWPP | Hydro | Hydro | 1950 | 58
905 | 45116 | CLRWATR2 | 11.5 | 1 | CLRWATR2_1 | Hydro | NA | Clear Water 2 | #1950-01-01# | #2050-12-31# | 25.7 | #FALSE# | 3 | NW_WEST | NWPP | Hydro | Hydro | 1950 | 58
911 | 41304 | COUGAR T | 6.9 | 1 | COUGAR T_1 | Hydro | NA | Cougar 1 McKenzie River OR | #1950-01-01# | #2050-12-31# | 15 | #FALSE# | 3 | NW_WEST | NWPP | Hydro | Hydro | 1950 | 58
912 | 41304 | COUGAR T | 6.9 | 2 | COUGAR T_2 | Hydro | NA | Cougar 1 McKenzie River OR | #1950-01-01# | #2050-12-31# | 15 | #FALSE# | 3 | NW_WEST | NWPP | Hydro | Hydro | 1950 | 58
938 | 40307 | COWFALLS | 230 | 1 | COWFALLS_1 | NA | NA | Cowlitz Falls 1 Cowlitz R WA | #1950-01-01# | #2050-12-31# | 35 | #FALSE# | 3 | NW_WEST | NWPP | Hydro | Hydro | 1950 | 58
939 | 40307 | COWFALLS | 230 | 2 | COWFALLS_2 | NA | NA | Cowlitz Falls 2 Cowlitz R WA | #1950-01-01# | #2050-12-31# | 35 | #FALSE# | 3 | NW_WEST | NWPP | Hydro | Hydro | 1950 | 58
946 | 46789 | CUSHMN11 | 13.2 | 1 | CUSHMN11_1 | Hydro | NA | Cushman 1 #1 | #1950-01-01# | #2050-12-31# | 19.5 | #FALSE# | 3 | NW_WEST | NWPP | Hydro | Hydro | 1950 | 58
947 | 46790 | CUSHMN12 | 13.2 | 2 | CUSHMN12_2 | Hydro | NA | Cushman 1 #2 | #1950-01-01# | #2050-12-31# | 19.5 | #FALSE# | 3 | NW_WEST | NWPP | Hydro | Hydro | 1950 | 58
948 | 46791 | CUSHMN2 | 12.6 | 1 | CUSHMN2_1 | Hydro | NA | Cushman 2 #1 | #1950-01-01# | #2050-12-31# | 30 | #FALSE# | 3 | NW_WEST | NWPP | Hydro | Hydro | 1950 | 58
949 | 46791 | CUSHMN2 | 12.6 | 2 | CUSHMN2_2 | Hydro | NA | Cushman 2 #2 | #1950-01-01# | #2050-12-31# | 30 | #FALSE# | 3 | NW_WEST | NWPP | Hydro | Hydro | 1950 | 58
950 | 46791 | CUSHMN2 | 12.6 | 3 | CUSHMN2_3 | Hydro | NA | Cushman 2 #3 | #1950-01-01# | #2050-12-31# | 30 | #FALSE# | 3 | NW_WEST | NWPP | Hydro | Hydro | 1950 | 58
979 | 40344 | DETROIT | 13.8 | 1 | DETROIT_1 | Hydro | NA | Detroit Dam 1 | #1950-01-01# | #2050-12-31# | 59.7 | #FALSE# | 3 | NW_WEST | NWPP | Hydro | Hydro | 1950 | 58
980 | 40344 | DETROIT | 13.8 | 2 | DETROIT_2 | Hydro | NA | Detroit Dam 2 | #1950-01-01# | #2050-12-31# | 59.7 | #FALSE# | 3 | NW_WEST | NWPP | Hydro | Hydro | 1950 | 58
981 | 40347 | DEXTER | 115 | 1 | DEXTER_1 | Hydro | NA | Dexter 1 Willamette River OR | #1950-01-01# | #2050-12-31# | 15 | #FALSE# | 3 | NW_WEST | NWPP | Hydro | Hydro | 1950 | 58
982 | 46419 | DIABLO31 | 13.8 | 1 | DIABLO31_1 | Hydro | NA | Diablo 3-1 Skagit River WA | #1950-01-01# | #2050-12-31# | 79.5 | #FALSE# | 3 | NW_WEST | NWPP | Hydro | Hydro | 1950 | 58
998 | 43187 | FARADAY | 11 | 1 | FARADAY_1 | Hydro | NA | Faraday 6 Faraday OR | #1950-01-01# | #2050-12-31# | 3 | #FALSE# | 3 | NW_WEST | NWPP | Hydro | Hydro | 1950 | 58
1003 | 43189 | FARADAY | 13.8 | 1 | FARADAY_1 | Hydro | NA | Faraday 6 Faraday OR | #1950-01-01# | #2050-12-31# | 19 | #FALSE# | 3 | NW_WEST | NWPP | Hydro | Hydro | 1950 | 58
1006 | 45180 | FISHCREK | 6.9 | 1 | FISHCREK_1 | Hydro | NA | Fish Creek | #1950-01-01# | #2050-12-31# | 11 | #FALSE# | 3 | NW_WEST | NWPP | Hydro | Hydro | 1950 | 58
1007 | 40435 | FOSTER | 115 | 1 | FOSTER_1 | Hydro | NA | Foster 1 Santiam River OR | #1950-01-01# | #2050-12-31# | 10.5 | #FALSE# | 3 | NW_WEST | NWPP | Hydro | Hydro | 1950 | 58
1008 | 40435 | FOSTER | 115 | 2 | FOSTER_2 | Hydro | NA | Foster 2 Santiam River OR | #1950-01-01# | #2050-12-31# | 10.5 | #FALSE# | 3 | NW_WEST | NWPP | Hydro | Hydro | 1950 | 58
1020 | 47047 | GLENOMA | 69 | 1 | GLENOMA_1 | Hydro | NA | Packwood 1 Cowlitz River WA | #1950-01-01# | #2050-12-31# | 30 | #FALSE# | 3 | NW_WEST | NWPP | Hydro | Hydro | 1950 | 58
1022 | 46429 | GORGE | 11 | 1 | GORGE_1 | Hydro | NA | Gorge 1 Skagit River WA | #1950-01-01# | #2050-12-31# | 33.6 | #FALSE# | 3 | NW_WEST | NWPP | Hydro | Hydro | 1950 | 58
1023 | 46429 | GORGE | 11 | 2 | GORGE_2 | Hydro | NA | Gorge 2 Skagit River WA | #1950-01-01# | #2050-12-31# | 33.6 | #FALSE# | 3 | NW_WEST | NWPP | Hydro | Hydro | 1950 | 58
1024 | 46429 | GORGE | 11 | 3 | GORGE_3 | Hydro | NA | Gorge 3 Skagit River WA | #1950-01-01# | #2050-12-31# | 37 | #FALSE# | 3 | NW_WEST | NWPP | Hydro | Hydro | 1950 | 58
1025 | 46430 | GORGE 4 | 11 | 4 | GORGE 4_4 | Hydro | NA | Gorge 4 Skagit River WA | #1950-01-01# | #2050-12-31# | 74.8 | #FALSE# | 3 | NW_WEST | NWPP | Hydro | Hydro | 1950 | 58
1026 | 40485 | GREEN PT | 115 | 1 | GREEN PT_1 | Hydro | NA | Green Peter 1 Santiam River OR | #1950-01-01# | #2050-12-31# | 46 | #FALSE# | 3 | NW_WEST | NWPP | Hydro | Hydro | 1950 | 58
1033 | 41212 | HILLS CR | 115 | 1 | HILLS CR_1 | Hydro | NA | Hills Creek 1 Willamette R OR | #1950-01-01# | #2050-12-31# | 17 | #FALSE# | 3 | NW_WEST | NWPP | Hydro | Hydro | 1950 | 58
1048 | 45687 | JACKSN1 | 13.8 | 1 | JACKSN1_1 | Hydro | NA | H M Jackson 1 Sultan WA | #1950-01-01# | #2050-12-31# | 48.4 | #FALSE# | 3 | NW_WEST | NWPP | Hydro | Hydro | 1950 | 58
1049 | 45689 | JACKSN2 | 13.8 | 1 | JACKSN2_1 | Hydro | NA | H M Jackson 2 Sultan WA | #1950-01-01# | #2050-12-31# | 48.4 | #FALSE# | 3 | NW_WEST | NWPP | Hydro | Hydro | 1950 | 58
1077 | 42128 | KOMO K | 34.5 | 1 | KOMO K_1 | Hydro | NA | Koma Kulshan 1 Concrete WA | #1950-01-01# | #2050-12-31# | 14 | #FALSE# | 3 | NW_WEST | NWPP | Hydro | Hydro | 1950 | 58
1078 | 46732 | LAGRND | 6.6 | 1 | LAGRND_1 | Hydro | NA | LaGrande 1 Nisqually River WA | #1950-01-01# | #2050-12-31# | 24 | #FALSE# | 3 | NW_WEST | NWPP | Hydro | Hydro | 1950 | 58
1082 | 46733 | LAGRND5 | 13.8 | 1 | LAGRND5_1 | Hydro | NA | LaGrande 5 Nisqually River WA | #1950-01-01# | #2050-12-31# | 43 | #FALSE# | 3 | NW_WEST | NWPP | Hydro | Hydro | 1950 | 58
1085 | 46239 | LEABURGS | 66 | 1 | LEABURGS_1 | Hydro | NA | Leaburg 1 McKenzie River OR | #1950-01-01# | #2050-12-31# | 13.8 | #FALSE# | 3 | NW_WEST | NWPP | Hydro | Hydro | 1950 | 58
1086 | 45256 | LEMOLO1 | 12 | 1 | LEMOLO1_1 | Hydro | NA | Lemolo 1 (PAC) | #1950-01-01# | #2050-12-31# | 28.1 | #FALSE# | 3 | NW_WEST | NWPP | Hydro | Hydro | 1950 | 58
1087 | 45290 | LEMOLO2 | 11.5 | 1 | LEMOLO2_1 | Hydro | NA | Lemolo 2 (PAC) | #1950-01-01# | #2050-12-31# | 33 | #FALSE# | 3 | NW_WEST | NWPP | Hydro | Hydro | 1950 | 58
1104 | 42121 | LO BAKER | 13.8 | 1 | LO BAKER_1 | Hydro | NA | Lower Baker 1 Baker River WA | #1950-01-01# | #2050-12-31# | 64 | #FALSE# | 3 | NW_WEST | NWPP | Hydro | Hydro | 1950 | 58
1110 | 41305 | LOOKOUT | 13.8 | 1 | LOOKOUT_1 | Hydro | NA | Lookout Point 1 Willamette R OR | #1950-01-01# | #2050-12-31# | 46 | #FALSE# | 3 | NW_WEST | NWPP | Hydro | Hydro | 1950 | 58
1111 | 41305 | LOOKOUT | 13.8 | 2 | LOOKOUT_2 | Hydro | NA | Lookout Point 2 Willamette R OR | #1950-01-01# | #2050-12-31# | 46 | #FALSE# | 3 | NW_WEST | NWPP | Hydro | Hydro | 1950 | 58
1112 | 41305 | LOOKOUT | 13.8 | 3 | LOOKOUT_3 | Hydro | NA | Lookout Point 3 Willamette R OR | #1950-01-01# | #2050-12-31# | 46 | #FALSE# | 3 | NW_WEST | NWPP | Hydro | Hydro | 1950 | 58
1113 | 41306 | LOST CRK | 13.8 | 1 | LOST CRK_1 | Hydro | NA | Lost Creek 1 | #1950-01-01# | #2050-12-31# | 24.4 | #FALSE# | 3 | NW_WEST | NWPP | Hydro | Hydro | 1950 | 58
1114 | 41306 | LOST CRK | 13.8 | 2 | LOST CRK_2 | Hydro | NA | Lost Creek 2 | #1950-01-01# | #2050-12-31# | 24.4 | #FALSE# | 3 | NW_WEST | NWPP | Hydro | Hydro | 1950 | 58
1127 | 46623 | MAYFIELD | 13.8 | 1 | MAYFIELD_1 | Hydro | NA | Mayfield 1 Cowlitz River WA | #1950-01-01# | #2050-12-31# | 45 | #FALSE# | 3 | NW_WEST | NWPP | Hydro | Hydro | 1950 | 58
1128 | 46623 | MAYFIELD | 13.8 | 2 | MAYFIELD_2 | Hydro | NA | Mayfield 2 Cowlitz River WA | #1950-01-01# | #2050-12-31# | 45 | #FALSE# | 3 | NW_WEST | NWPP | Hydro | Hydro | 1950 | 58
1129 | 46623 | MAYFIELD | 13.8 | 3 | MAYFIELD_3 | Hydro | NA | Mayfield 3 Cowlitz River WA | #1950-01-01# | #2050-12-31# | 45 | #FALSE# | 3 | NW_WEST | NWPP | Hydro | Hydro | 1950 | 58
1130 | 46623 | MAYFIELD | 13.8 | 4 | MAYFIELD_4 | Hydro | NA | Mayfield 4 Cowlitz River WA | #1950-01-01# | #2050-12-31# | 45 | #FALSE# | 3 | NW_WEST | NWPP | Hydro | Hydro | 1950 | 58
1146 | 45340 | MERWIN 1 | 13.2 | 1 | MERWIN 1_1 | Hydro | NA | Merwin 1 | #1950-01-01# | #2050-12-31# | 45 | #FALSE# | 3 | NW_WEST | NWPP | Hydro | Hydro | 1950 | 58
1147 | 45342 | MERWIN 2 | 13.2 | 1 | MERWIN 2_1 | Hydro | NA | Merwin 2 | #1950-01-01# | #2050-12-31# | 45 | #FALSE# | 3 | NW_WEST | NWPP | Hydro | Hydro | 1950 | 58
1148 | 45344 | MERWIN 3 | 13.2 | 1 | MERWIN 3_1 | Hydro | NA | Merwin 3 | #1950-01-01# | #2050-12-31# | 45 | #FALSE# | 3 | NW_WEST | NWPP | Hydro | Hydro | 1950 | 58
1153 | 46627 | MOSSY RK | 13.8 | 1 | MOSSY RK_1 | Hydro | NA | Mossyrock 1 Cowlitz River WA | #1950-01-01# | #2050-12-31# | 192 | #FALSE# | 3 | NW_WEST | NWPP | Hydro | Hydro | 1950 | 58
1154 | 46627 | MOSSY RK | 13.8 | 2 | MOSSY RK_2 | Hydro | NA | Mossyrock 2 Cowlitz River WA | #1950-01-01# | #2050-12-31# | 192 | #FALSE# | 3 | NW_WEST | NWPP | Hydro | Hydro | 1950 | 58
1167 | 43359 | NORTH FK | 13.8 | 1 | NORTH FK_1 | Hydro | NA | North Fork 1 Estacada OR | #1950-01-01# | #2050-12-31# | 19 | #FALSE# | 3 | NW_WEST | NWPP | Hydro | Hydro | 1950 | 58
1168 | 43359 | NORTH FK | 13.8 | 2 | NORTH FK_2 | Hydro | NA | North Fork 2 Estacada OR | #1950-01-01# | #2050-12-31# | 19 | #FALSE# | 3 | NW_WEST | NWPP | Hydro | Hydro | 1950 | 58
1175 | 43369 | OAKGROVE | 11 | 1 | OAKGROVE_1 | Hydro | NA | Oak Grove 1 Three Lynx OR | #1950-01-01# | #2050-12-31# | 25 | #FALSE# | 3 | NW_WEST | NWPP | Hydro | Hydro | 1950 | 58
1176 | 43369 | OAKGROVE | 11 | 2 | OAKGROVE_2 | Hydro | NA | Oak Grove 2 Three Lynx OR | #1950-01-01# | #2050-12-31# | 25 | #FALSE# | 3 | NW_WEST | NWPP | Hydro | Hydro | 1950 | 58
1180 | 43407 | PELTON | 13.8 | 1 | PELTON_1 | Hydro | NA | Pelton 1 Madras OR | #1950-01-01# | #2050-12-31# | 36 | #FALSE# | 3 | NW_WEST | NWPP | Hydro | Hydro | 1950 | 58
1181 | 43407 | PELTON | 13.8 | 2 | PELTON_2 | Hydro | NA | Pelton 2 Madras OR | #1950-01-01# | #2050-12-31# | 36 | #FALSE# | 3 | NW_WEST | NWPP | Hydro | Hydro | 1950 | 58
1182 | 43407 | PELTON | 13.8 | 3 | PELTON_3 | Hydro | NA | Pelton 3 Madras OR | #1950-01-01# | #2050-12-31# | 36 | #FALSE# | 3 | NW_WEST | NWPP | Hydro | Hydro | 1950 | 58
1185 | 40841 | PORT ANG | 69 | 1 | PORT ANG_1 | Hydro | NA | Morse Creek 1 Port Angeles WA | #1950-01-01# | #2050-12-31# | 12.6 | #FALSE# | 3 | NW_WEST | NWPP | Hydro | Hydro | 1950 | 58
1186 | 40841 | PORT ANG | 69 | 2 | PORT ANG_2 | Hydro | NA | Morse Creek 2 Port Angeles WA | #1950-01-01# | #2050-12-31# | 16 | #FALSE# | 3 | NW_WEST | NWPP | Hydro | Hydro | 1950 | 58
1209 | 43425 | PTLBRUN1 | 13.8 | 1 | PTLBRUN1_1 | Hydro | NA | Bull Run PH 1 Multnomah Cnty OR | #1950-01-01# | #2050-12-31# | 23 | #FALSE# | 3 | NW_WEST | NWPP | Hydro | Hydro | 1950 | 58
1210 | 43429 | PTLBRUN2 | 13.8 | 1 | PTLBRUN2_1 | Hydro | NA | Bull Run PH 2 Clackamas Cnty OR | #1950-01-01# | #2050-12-31# | 11 | #FALSE# | 3 | NW_WEST | NWPP | Hydro | Hydro | 1950 | 58
1257 | 46439 | ROSS 42 | 13.8 | 1 | ROSS 42_1 | Hydro | NA | Ross 1 Skagit River WA | #1950-01-01# | #2050-12-31# | 90 | #FALSE# | 3 | NW_WEST | NWPP | Hydro | Hydro | 1950 | 58
1258 | 46439 | ROSS 42 | 13.8 | 2 | ROSS 42_2 | Hydro | NA | Ross 2 Skagit River WA | #1950-01-01# | #2050-12-31# | 90 | #FALSE# | 3 | NW_WEST | NWPP | Hydro | Hydro | 1950 | 58
1259 | 46441 | ROSS 44 | 13.8 | 3 | ROSS 44_3 | Hydro | NA | Ross 3 Skagit River WA | #1950-01-01# | #2050-12-31# | 90 | #FALSE# | 3 | NW_WEST | NWPP | Hydro | Hydro | 1950 | 58
1260 | 46441 | ROSS 44 | 13.8 | 4 | ROSS 44_4 | Hydro | NA | Ross 4 Skagit River WA | #1950-01-01# | #2050-12-31# | 90 | #FALSE# | 3 | NW_WEST | NWPP | Hydro | Hydro | 1950 | 58
1261 | 43486 | ROUND B1 | 13.8 | 1 | ROUND B1_1 | Hydro | NA | Round Butte 1 Madras OR | #1950-01-01# | #2050-12-31# | 95 | #FALSE# | 3 | NW_WEST | NWPP | Hydro | Hydro | 1950 | 58
1262 | 43488 | ROUND B2 | 13.8 | 2 | ROUND B2_2 | Hydro | NA | Round Butte 2 Madras OR | #1950-01-01# | #2050-12-31# | 95 | #FALSE# | 3 | NW_WEST | NWPP | Hydro | Hydro | 1950 | 58
1263 | 43490 | ROUND B3 | 13.8 | 3 | ROUND B3_3 | Hydro | NA | Round Butte 3 Madras OR | #1950-01-01# | #2050-12-31# | 95 | #FALSE# | 3 | NW_WEST | NWPP | Hydro | Hydro | 1950 | 58
1269 | 45486 | SLIDECRK | 6.9 | 1 | SLIDECRK_1 | Hydro | NA | Slide Creek | #1950-01-01# | #2050-12-31# | 18 | #FALSE# | 3 | NW_WEST | NWPP | Hydro | Hydro | 1950 | 58
1272 | 42336 | SNOQPWR2 | 6.9 | 1 | SNOQPWR2_1 | Hydro | NA | Snoqualmie 6-2 Snoqualmie R WA | #1950-01-01# | #2050-12-31# | 9.8 | #FALSE# | 3 | NW_WEST | NWPP | Hydro | Hydro | 1950 | 58
1273 | 42336 | SNOQPWR2 | 6.9 | 2 | SNOQPWR2_2 | Hydro | NA | Snoqualmie 6-2 Snoqualmie R WA | #1950-01-01# | #2050-12-31# | 22 | #FALSE# | 3 | NW_WEST | NWPP | Hydro | Hydro | 1950 | 58
1274 | 45488 | SODASPGS | 6.9 | 1 | SODASPGS_1 | Hydro | NA | Soda Springs 1 | #1950-01-01# | #2050-12-31# | 11 | #FALSE# | 3 | NW_WEST | NWPP | Hydro | Hydro | 1950 | 58
1289 | 43557 | SULIVAN | 59.8 | 1 | SULIVAN_1 | Hydro | NA | Sullivan 1 West Linn OR | #1950-01-01# | #2050-12-31# | 22 | #FALSE# | 3 | NW_WEST | NWPP | Hydro | Hydro | 1950 | 58
1294 | 45544 | SWIFT1-1 | 13.8 | 1 | SWIFT1-1_1 | Hydro | NA | Swift I 1 | #1958-01-01# | #2050-12-31# | 78 | #FALSE# | 3 | NW_WEST | NWPP | Hydro | Hydro | 1958 | 50
1295 | 45545 | SWIFT1-2 | 13.8 | 1 | SWIFT1-2_1 | Hydro | NA | Swift I 2 | #1958-01-01# | #2050-12-31# | 78 | #FALSE# | 3 | NW_WEST | NWPP | Hydro | Hydro | 1958 | 50
1296 | 45546 | SWIFT1-3 | 13.8 | 1 | SWIFT1-3_1 | Hydro | NA | Swift I 3 | #1958-01-01# | #2050-12-31# | 78 | #FALSE# | 3 | NW_WEST | NWPP | Hydro | Hydro | 1958 | 50
1297 | 45541 | SWIFT2-1 | 13.8 | 1 | SWIFT2-1_1 | Hydro | NA | Swift II 1 | #1950-01-01# | #2050-12-31# | 35 | #FALSE# | 3 | NW_WEST | NWPP | Hydro | Hydro | 1950 | 58
1298 | 45542 | SWIFT2-2 | 13.8 | 1 | SWIFT2-2_1 | Hydro | NA | Swift II 2 | #1950-01-01# | #2050-12-31# | 35 | #FALSE# | 3 | NW_WEST | NWPP | Hydro | Hydro | 1950 | 58
1302 | 45504 | TOKETEE | 6.9 | 1 | TOKETEE_1 | Hydro | NA | Toketee | #1950-01-01# | #2050-12-31# | 42.5 | #FALSE# | 3 | NW_WEST | NWPP | Hydro | Hydro | 1950 | 58
1306 | 42341 | TWINFALL | 13.8 | 1 | TWINFALL_1 | Hydro | NA | Twin Falls 1 North Bend WA | #1950-01-01# | #2050-12-31# | 12.2 | #FALSE# | 3 | NW_WEST | NWPP | Hydro | Hydro | 1950 | 58
1307 | 42341 | TWINFALL | 13.8 | 2 | TWINFALL_2 | Hydro | NA | Twin Falls 2 North Bend WA | #1950-01-01# | #2050-12-31# | 12.3 | #FALSE# | 3 | NW_WEST | NWPP | Hydro | Hydro | 1950 | 58
1308 | 42124 | UP BAKER | 13.8 | 1 | UP BAKER_1 | Hydro | NA | Upper Baker 1 Baker River WA | #1950-01-01# | #2050-12-31# | 47 | #FALSE# | 3 | NW_WEST | NWPP | Hydro | Hydro | 1950 | 58
1309 | 42124 | UP BAKER | 13.8 | 2 | UP BAKER_2 | Hydro | NA | Upper Baker 2 Baker River WA | #1950-01-01# | #2050-12-31# | 47 | #FALSE# | 3 | NW_WEST | NWPP | Hydro | Hydro | 1950 | 58
1350 | 46792 | WYNOOCHE | 13.8 | 1 | WYNOOCHE_1 | Hydro | NA | Wynoochee (TPWR) | #1950-01-01# | #2050-12-31# | 13.5 | #FALSE# | 3 | NW_WEST | NWPP | Hydro | Hydro | 1950 | 58
1351 | 45351 | YALE GEN | 13.2 | 1 | YALE GEN_1 | Hydro | NA | Yale 1 Upper Lewis River | #1950-01-01# | #2050-12-31# | 53.2 | #FALSE# | 3 | NW_WEST | NWPP | Hydro | Hydro | 1950 | 58
1352 | 45351 | YALE GEN | 13.2 | 2 | YALE GEN_2 | Hydro | NA | Yale 2 Upper Lewis River | #1950-01-01# | #2050-12-31# | 54 | #FALSE# | 3 | NW_WEST | NWPP | Hydro | Hydro | 1950 | 58
2774 | 46420 | DIABLO32 | 13.8 | 2 | DIABLO32_2 | Hydro | NA | Diablo 3-2 Skagit River WA | #1950-01-01# | #2050-12-31# | 79.5 | #FALSE# | 3 | NW_WEST | NWPP | Hydro | Hydro | 1950 | 58
1344 | 42042 | WHITHRN2 | 13.8 | 2 | Whithrn1 | NA | NA | Whitehorn 1 Custer WA | #1974-12-01# | #2050-12-31# | 74.4 | #FALSE# | 3 | NW_WEST | NWPP | Oil | SCCT | 1974 | 34
937 | 43377 | COVANTA | 59.8 | 1 | PGECovanta | NA | NA | PGE - Covanta Trash Salem OR | #1987-03-01# | #2050-12-31# | 15.4 | #FALSE# | 3 | NW_WEST | NWPP | Ref | Steam | 1987 | 21
1109 | 40671 | LONGVIEW | 230 | 1 | LONGVIEW_1 | Hourly Resource | NA | wind Cowlitz County PUD | #1950-01-01# | #2050-12-31# | 89 | #FALSE# | 3 | NW_WEST | NWPP | Wind | Wind | 1950 | 58
940 | 40309 | COWL CCP | 115 | 1 | CowlitzST | NA | NA | Cowlitz Falls ST Cowlitz R WA | #1950-01-01# | #2050-12-31# | 131 | #FALSE# | 3 | NW_WEST | NWPP | Wood | Steam | 1950 | 58
1071 | 45850 | KIMCLK L | 12.5 | 1 | Everett | NA | NA | Everett Cogen | #1996-01-01# | #2050-12-31# | 47 | #FALSE# | 3 | NW_WEST | NWPP | Wood | Steam | 1996 | 12
[8 empty] | Total MW w/ wind @ 20% of installed capacity |  |  | 48689.74

## PNW IncrGen (2008-15)
Pacific Northwest New Generation or Retired Generation--2008-2015
Gen List
GeneratorKey | State | Area Name | New Plant or Plant being Retired (N or R) | Bus ID | Bus Name | Bus KV | Name | Long Name | Technology |  | Fuel Type | Installed Capacity (MW) | No. of Units | Station Service (MW) | Commission Date | Retirement Date | Capital Cost of New Resource ($M) | COMMENTS 5/
1 | [8 empty] | Type | Bucket
2 | OR | NW - West | N | 45262 | Klamath Fl 500 |  | 525 | Generic CCCT, Southern Oregon | CCCT | 10 | NG | 525 | 2 | 542 | 2012-06-01 |  | 353 | PAC 2004 IRP Preferred Portfolio Resources, Tentative
| OR | NW - West | N | 45197 | Meridian 500 |  | 89 | Load Control DSM, PAC West | DSM |  | None | 44 |  |  | 2008-06-01 |  |  | PAC 2004 IRP Preferred Portfolio Resources, Tentative
| OR | NW - West | N |  |  |  |  | Load Control DSM, PAC West | DSM |  | None | 45 |  |  | 2013-06-01 |  |  | PAC 2004 IRP Preferred Portfolio Resources, Tentative
| WA | NW-West | N | 40086 | Bell 230 |  | 156 | Generic CCCT | CCCT | 10 | NG | 156 |  |  | 2013-06-01 |  |  | Avista 2003 IRP 2013 addition
| WA | NW-West | N | 40086 | Bell 230 |  | 42 | Generic SCCT | SCCT | 25 | NG | 42 |  |  | 2013-06-01 |  |  | Avista 2003 IRP 2013 addition
| ID | Idaho | N | 60060 | Borah 345 |  | 62 | Generic SCCT | SCCT | 25 | NG | 62 |  |  | 2013-06-01 |  |  | IPC 2004 Draft Integrated Resource Plan
| ID | Idaho | N | 60045 | Boise Bh 230 |  | 36 | DSM | DR | 27 | None | 36 |  |  | 2013-06-01 |  |  | IPC 2004 Draft Integrated Resource Plan 6/
| ID | Idaho | N | 60060 | Borah 345 |  | 150 | Wind | WT | 28 | Wind | 150 |  |  | 2013-06-01 |  |  | IPC 2004 Draft Integrated Resource Plan 6/
| ID | Idaho | N | 60060 | Borah 345 |  | 500 | Gen Coal | ST | 19 | Coal | 500 |  |  | 2013-06-01 |  |  | IPC 2004 Draft Integrated Resource Plan
| ID | Idaho | N | 60045 | Boise Bh 230 |  | 30 | Cogeneration | CHP |  | NG | 30 |  |  | 2013-06-01 |  |  | IPC 2004 Draft Integrated Resource Plan
| WA | NW-West | N | 40323 | Custer 230 |  | 400 | Generic CCCT | CCCT | 10 | NG | 400 |  |  | 2010-06-01 |  |  | PSE 2005 Draft IRP
| PNW | NW-East | N | 40111 | Big Eddy 500 |  | 318 | SBC Wind 2008 | WT | 28 | Wind | 120 | 1 | 0 | 2008-12-31 |  | 977 | $2005 dollars/kW capacity
3 | PNW | NW-East | N | 40989 | Slatt 500 |  | 318 | SBC Wind 2009 | WT | 28 | Wind | 130 | 1 | 0 | 2009-12-31 |  | 955 | $2005 dollars/kW capacity
4 | PNW | NW-East | N | 40723 | McNary 500 |  | 318 | SBC Wind 2010 | WT | 28 | Wind | 150 | 1 | 0 | 2010-12-31 |  | 933 | $2005 dollars/kW capacity
5 | PNW | NW-East | N | 41113 | Vantage 500 |  | 318 | SBC Wind 2011 | WT | 28 | Wind | 160 | 2 | 0 | 2011-12-31 |  | 912 | $2005 dollars/kW capacity
6 | PNW | NW-East | N | 40665 | Lit Goose 500 |  | 318 | SBC Wind 2012 | WT | 28 | Wind | 180 | 2 | 0 | 2012-12-31 |  | 892 | $2005 dollars/kW capacity
7 | PNW | NW-West | N | 41073 | Tillamook 115 |  | 75 | PNW West Wind 2011 | WT | 28 | Wind | 10 | 1 | 0 | 2011-12-31 |  | 912 | $2005 dollars/kW capacity
8 | PNW | NW-West | N |  |  |  |  | PNW West Wind 2012 | WT | 28 | Wind | 0 | 0 | 0 | 2012-12-31 |  | 892 | $2005 dollars/kW capacity
9 | PNW | NW-West | N | 40407 | Fairview 115 |  | 75 | PNW West Wind 2013 | WT | 28 | Wind | 120 | 1 | 0 | 2013-12-31 |  | 874 | $2005 dollars/kW capacity
10 | PNW | NW-West | N |  |  |  |  | PNW West Wind 2014 | WT | 28 | Wind | 20 | 1 | 0 | 2014-12-31 |  | 855 | $2005 dollars/kW capacity
11 | PNW | NW-East | N |  |  |  |  | PNW East Wind 2011 | WT | 28 | Wind | 40 | 1 | 0 | 2011-12-31 |  | 912 | $2005 dollars/kW capacity
12 | PNW | NW-East | N |  |  |  |  | PNW East Wind 2012 | WT | 28 | Wind | 10 | 1 | 0 | 2012-12-31 |  | 892 | $2005 dollars/kW capacity
13 | PNW | NW-East | N |  |  |  |  | PNW East Wind 2013 | WT | 28 | Wind | 690 | 7 | 0 | 2013-12-31 |  | 874 | $2005 dollars/kW capacity
14 | PNW | NW-East | N |  |  |  |  | PNW East Wind 2014 | WT | 28 | Wind | 110 | 1 | 0 | 2014-12-31 |  | 855 | $2005 dollars/kW capacity
15 | PNW | Idaho | N | 60060 | Borah 345 |  | 440 | Idaho Wind 2011 | WT | 28 | Wind | 20 | 1 | 0 | 2011-12-31 |  | 912 | $2005 dollars/kW capacity
16 | PNW | Idaho | N |  |  |  |  | Idaho Wind 2012 | WT | 28 | Wind | 10 | 1 | 0 | 2012-12-31 |  | 892 | $2005 dollars/kW capacity
17 | PNW | Idaho | N |  |  |  |  | Idaho Wind 2013 | WT | 28 | Wind | 350 | 4 | 0 | 2013-12-31 |  | 874 | $2005 dollars/kW capacity
18 | PNW | Idaho | N |  |  |  |  | Idaho Wind 2014 | WT | 28 | Wind | 60 | 1 | 0 | 2014-12-31 |  | 855 | $2005 dollars/kW capacity
| PNW | NW-West | N | 40689 | Maple vl 230 |  | 192 | Demand Response 2007 | DR | 27 | None | 48 | 32 | 0 | 2007-12-31 |  | 5 | $2005 dollars/kW capacity
| PNW | NW-West | N | 40825 | Pearl 230 |  | 192 | Demand Response 2008 | DR | 27 | None | 48 | 32 | 0 | 2008-12-31 |  | 5 | $2005 dollars/kW capacity
| PNW | NW-West | N | 40086 | Bell 230 |  | 144 | Demand Response 2009 | DR | 27 | None | 48 | 32 | 0 | 2009-12-31 |  | 5 | $2005 dollars/kW capacity
| PNW | NW-West | N | 60045 | Boise Bh 230 |  | 72 | Demand Response 2010 | DR | 27 | None | 48 | 32 | 0 | 2010-12-31 |  | 5 | $2005 dollars/kW capacity
| PNW | NW-West | N |  | Note 4 |  |  | Demand Response 2011 | DR | 27 | None | 48 | 32 | 0 | 2011-12-31 |  | 5 | $2005 dollars/kW capacity
| PNW | NW-West | N |  | Note 4 |  |  | Demand Response 2012 | DR | 27 | None | 48 | 32 | 0 | 2012-12-31 |  | 5 | $2005 dollars/kW capacity
| PNW | NW-West | N |  | Note 4 |  |  | Demand Response 2013 | DR | 27 | None | 48 | 32 | 0 | 2013-12-31 |  | 5 | $2005 dollars/kW capacity
| PNW | NW-West | N |  | Note 4 |  |  | Demand Response 2014 | DR | 27 | None | 48 | 32 | 0 | 2014-12-31 |  | 5 | $2005 dollars/kW capacity
| PNW | NW-East | N |  | Note 4 |  |  | Demand Response 2007 | DR | 27 | None | 18 | 12 | 0 | 2007-12-31 |  | 5 | $2005 dollars/kW capacity
| PNW | NW-East | N |  | Note 4 |  |  | Demand Response 2008 | DR | 27 | None | 18 | 12 | 0 | 2008-12-31 |  | 5 | $2005 dollars/kW capacity
| PNW | NW-East | N |  | Note 4 |  |  | Demand Response 2009 | DR | 27 | None | 18 | 12 | 0 | 2009-12-31 |  | 5 | $2005 dollars/kW capacity
| PNW | NW-East | N |  | Note 4 |  |  | Demand Response 2010 | DR | 27 | None | 18 | 12 | 0 | 2010-12-31 |  | 5 | $2005 dollars/kW capacity
| PNW | NW-East | N |  | Note 4 |  |  | Demand Response 2011 | DR | 27 | None | 18 | 12 | 0 | 2011-12-31 |  | 5 | $2005 dollars/kW capacity
| PNW | NW-East | N |  | Note 4 |  |  | Demand Response 2012 | DR | 27 | None | 18 | 12 | 0 | 2012-12-31 |  | 5 | $2005 dollars/kW capacity
| PNW | NW-East | N |  | Note 4 |  |  | Demand Response 2013 | DR | 27 | None | 18 | 12 | 0 | 2013-12-31 |  | 5 | $2005 dollars/kW capacity
| PNW | NW-East | N |  | Note 4 |  |  | Demand Response 2014 | DR | 27 | None | 18 | 12 | 0 | 2014-12-31 |  | 5 | $2005 dollars/kW capacity
| PNW | Idaho | N |  | Note 4 |  |  | Demand Response 2007 | DR | 27 | None | 9 | 6 | 0 | 2007-12-31 |  | 5 | $2005 dollars/kW capacity
| PNW | Idaho | N |  | Note 4 |  |  | Demand Response 2008 | DR | 27 | None | 9 | 6 | 0 | 2008-12-31 |  | 5 | $2005 dollars/kW capacity
| PNW | Idaho | N |  | Note 4 |  |  | Demand Response 2009 | DR | 27 | None | 9 | 6 | 0 | 2009-12-31 |  | 5 | $2005 dollars/kW capacity
| PNW | Idaho | N |  | Note 4 |  |  | Demand Response 2010 | DR | 27 | None | 9 | 6 | 0 | 2010-12-31 |  | 5 | $2005 dollars/kW capacity
| PNW | Idaho | N |  | Note 4 |  |  | Demand Response 2011 | DR | 27 | None | 9 | 6 | 0 | 2011-12-31 |  | 5 | $2005 dollars/kW capacity
| PNW | Idaho | N |  | Note 4 |  |  | Demand Response 2012 | DR | 27 | None | 9 | 6 | 0 | 2012-12-31 |  | 5 | $2005 dollars/kW capacity
| PNW | Idaho | N |  | Note 4 |  |  | Demand Response 2013 | DR | 27 | None | 9 | 6 | 0 | 2013-12-31 |  | 5 | $2005 dollars/kW capacity
| PNW | Idaho | N |  | Note 4 |  |  | Demand Response 2014 | DR | 27 | None | 9 | 6 | 0 | 2014-12-31 |  | 5 | $2005 dollars/kW capacity
43
44 | Interconnection notes: | [6 empty] | Installed MW Except wind reduced to 20% |  |  |  | 3181
45 | [7 empty] | (Does not include Demand Response since this is a contingency resource; however, does include PSE and Avista resources from BC and Montana)
46 | 1. Expected to interconnect at or in the vicinity of BPA Big Eddy, Slatt, McNary, Vantage and Little Goose.
47 | 2. Expected to interconnect at or in the vicinity of BPA Tillamook and Fairview.
48 | 3. Expected to interconnect at or in the vicinity of IPC Midpoint and Borah.
4. Expected to be coincident with load centers. Assumed BPA Customer Additions
5. PGE's Integrated Resource Plan is implicitly reflected here through the wind resource additions and Port Westward CCGT
6. These IPC resources are probably already in 2015 resources from Fifth Power Plan
[5 empty] | 2015 Load and Resource Balance |  |  |  | 2008 Load and Resource Balance
[5 empty] | LOADS |  |  |  | LOADS
[5 empty] | peak MW |  |  | 35550.0775 | peak MW |  |  | 33696
[5 empty] | annual energy (gwh) |  |  | 207406.0709 | annual energy (gwh) |  |  | 198342.308
[5 empty] | RESOURCES--inst. cap + 20% wind |  |  |  | RESOURCES--inst. cap + 20% wind
[5 empty] | MW |  |  | 55663.74 | MW |  |  | 48689.74
[5 empty] | Planning Margin (%) |  |  | 56.58% | Planning Margin (%) |  |  | 44.5%
[5 empty] | Plant Factor (%) |  |  | 42.53% | Plant Factor (%) |  |  | 46.5%
Note on A3: For GridView internal use only.
Note on C3: Choose from SSG-WI Bubble listed below: IMPERIAL LADWP MEXICO-C PG&E_BAY PG&E_VLY SANDIEGO SOCALIF ARIZONA NEVADA NEW MEXI WAPA L.C ALBERTA B.C.HYDR NW_EAST NW_WEST B HILL BHB BONZ COL E COL W IDAHO KGB LRS MONTANA SIERRA SW WYO UT N UT S WYO YLW TL See Topology for locations of bubbles
Note on D3: If retired plant, skip to column O & fill in retirement date
Note on E3: Bus Number from WECC 2008 HAS2 Power Flow Case
Note on F3: from WECC 2008 HSA2 Power Flow Case
Note on H3: Unit Name
Note on I3: Descriptive name with indication of location
Note on J3: Indicate technology type below and bucket described by Generic Attributes worksheets: SCCT: simple (open) cycle CCT: Combined Cycle ST: Steam Turbine DT: Duct fired IC: Internal Combustion HYD: Hydro OR other: please specify technology and describe attributes in the Generic Attributes worksheets under new bucket.
Note on L3: Choose fuel type from following list: NG: Natural Gas Oil Coal PC: Petroleum Coke GEO: Geothermal URAN: uranium BIO: wood waste or other biomass fuel Water Wind Sun Other (specify)
Note on O3: Estimate station service or other on-site (e.g. cogen process) power requirement
Note on P3: Unit in-service date
Note on Q3: Unit retirement date
Note on S3: Include if new resource is specified in utility IRP, required to meet RPS, etc.

## BCResourcesExisting-2008
No Retirements
No Additions
SSG-WI 2008 BASE CASE GENERATOR LIST - UNITS ON LINE DURING 2008
GeneratorKey | Bus ID | Bus Name | Bus KV | Unit ID | Name | SubType | Long ID | Long Name | Commission Date | Retirement Date | PSSEMaxCap(MW) | Must Run | filter code | Area Name | Region Name | Fuel Type | Tech | Year | Age
343 | 50011 | POW132 | 132 | 1 | Powell1 | gas | NA | Powell River Co-Gen South Coastal Region BC | #1950-01-01# | #2050-12-31# | 120 | #FALSE# | 2 | B.C.HYDR | CANADA | Gas | SCCT | 1950 | 58
355 | 50181 | WDN 66 | 66 | 1 | Walden1 | NA | NA | Walden North IPP Bridge River Area BC | #1950-01-01# | #2050-12-31# | 17.9 | #FALSE# | 2 | B.C.HYDR | CANADA | Gas | SCCT | 1950 | 58
356 | 50293 | SOR IPP | 25.2 | 1 | SooRiver1 | NA | NA | Soo River IPP South Coastal Region BC | #1950-01-01# | #2050-12-31# | 12 | #FALSE# | 2 | B.C.HYDR | CANADA | Gas | SCCT | 1950 | 58
375 | 50435 | RPG G1 | 13.8 | 1 | RuprtGT1 | NA | NA | Rupert GT 1 Prince Rupert BC | #1973-01-01# | #2050-12-31# | 33 | #FALSE# | 2 | B.C.HYDR | CANADA | Gas | SCCT | 1973 | 35
376 | 50436 | RPG G2 | 13.8 | 1 | RuprtGT2 | NA | NA | Rupert GT 2 Prince Rupert BC | #1973-01-01# | #2050-12-31# | 33 | #FALSE# | 2 | B.C.HYDR | CANADA | Gas | SCCT | 1973 | 35
398 | 50511 | MCM1IPP | 13.8 | 1 | WstCstn1 | NA | NA | West Coast Energy 1 Taylor BC | #1993-11-01# | #2050-12-31# | 69 | #FALSE# | 2 | B.C.HYDR | CANADA | Gas | SCCT | 1993 | 15
399 | 50512 | MCM2IPP | 13.8 | 1 | WstCstn2 | NA | NA | West Coast Energy 2 Taylor BC | #1993-11-01# | #2050-12-31# | 69 | #FALSE# | 2 | B.C.HYDR | CANADA | Gas | SCCT | 1993 | 15
437 | 50918 | AKO IPP | 25.2 | 1 | Alkokolex | NA | NA | Alkokolex IPP South Interior East BC | #1950-01-01# | #2050-12-31# | 10 | #FALSE# | 2 | B.C.HYDR | CANADA | Gas | SCCT | 1950 | 58
451 | 50975 | BGS G1 | 16.5 | 1 | BrrrdTh1 | NA | NA | Burrard Thermal 1 Ioco BC | #1962-01-01# | #2050-12-31# | 150 | #FALSE# | 2 | B.C.HYDR | CANADA | Gas | Steam | 1962 | 46
452 | 50976 | BGS G2 | 16.5 | 1 | BrrrdTh2 | NA | NA | Burrard Thermal 2 Ioco BC | #1962-01-01# | #2050-12-31# | 150 | #FALSE# | 2 | B.C.HYDR | CANADA | Gas | Steam | 1962 | 46
453 | 50977 | BGS G3 | 16.5 | 1 | BrrrdTh3 | NA | NA | Burrard Thermal 3 Ioco BC | #1964-01-01# | #2050-12-31# | 150 | #FALSE# | 2 | B.C.HYDR | CANADA | Gas | Steam | 1964 | 44
454 | 50978 | BGS G4 | 16.5 | 1 | BrrrdTh4 | NA | NA | Burrard Thermal 4 Ioco BC | #1967-01-01# | #2050-12-31# | 150 | #FALSE# | 2 | B.C.HYDR | CANADA | Gas | Steam | 1967 | 41
455 | 50979 | BGS G5 | 16.5 | 1 | BrrrdTh5 | NA | NA | Burrard Thermal 5 Ioco BC | #1968-01-01# | #2050-12-31# | 152 | #FALSE# | 2 | B.C.HYDR | CANADA | Gas | Steam | 1968 | 40
456 | 50980 | BGS G6 | 16.5 | 1 | BrrrdTh6 | NA | NA | Burrard Thermal 6 Ioco BC | #1975-01-01# | #2050-12-31# | 152 | #FALSE# | 2 | B.C.HYDR | CANADA | Gas | Steam | 1975 | 33
461 | 51037 | CRS IPP | 13.2 | 1 | Crestbrook | NA | NA | Crestbrook Forest Co-Gen South Interior East BC | #1950-01-01# | #2050-12-31# | 50 | #FALSE# | 2 | B.C.HYDR | CANADA | Gas | SCCT | 1950 | 58
463 | 51039 | ICG IPP | 21 | 1 | IslndCgn | NA | NA | Island Cogeneration | #1950-01-01# | #2050-12-31# | 240 | #FALSE# | 2 | B.C.HYDR | CANADA | Gas | CCCT | 1950 | 58
467 | 51046 | EFM GEN | 13.8 | 1 | ElkFallsMill | NA | NA | Elk Falls Mill Co-Gen Central Vancouver Island B | #1950-01-01# | #2050-12-31# | 28 | #FALSE# | 2 | B.C.HYDR | CANADA | Gas | SCCT | 1950 | 58
468 | 51054 | MCIPP25 | 25.2 | 1 | MillerCrk | NA | NA | Miller Creek IPP South Coastal Region BC | #1950-01-01# | #2050-12-31# | 32 | #FALSE# | 2 | B.C.HYDR | CANADA | Gas | SCCT | 1950 | 58
471 | 51104 | RVG G1 | 12 | 1 | Riverside | NA | NA | Riverside IPP South Interior West BC | #1950-01-01# | #2050-12-31# | 21 | #FALSE# | 2 | B.C.HYDR | CANADA | Gas | SCCT | 1950 | 58
2921 | 50703 | NIC500 | 500 | 1 | Columbia Generation | NA | NA | NA | #1980-01-01# | #2050-01-01# | 5260 | #FALSE# | 2 | B.C.HYDR | CANADA | Hydro | Hydro | 1980 | 28
2922 | 50194 | ING500 | 500 | 1 | Coastal Generation | NA | NA | NA | #1980-01-01# | #2050-01-01# | 1506 | #FALSE# | 2 | B.C.HYDR | CANADA | Hydro | Hydro | 1980 | 28
2923 | 50704 | KLY500 | 500 | 1 | Peace Generation | NA | NA | NA | #1980-01-01# | #2050-01-01# | 3590 | #FALSE# | 2 | B.C.HYDR | CANADA | Hydro | Hydro | 1980 | 28
[9 empty] | Total Dependable MW |  | 11994.9

## BCHydroIncrGen (2008-15)
British Columbia New Generation or Retired Generation--2008-2015
Gen List
GeneratorKey | State | Area Name | New Plant or Plant being Retired (N or R) | Bus ID | Bus Name | Bus KV | Name | Long Name | Technology |  | Fuel Type | Installed Capacity (MW) | No. of Units | Station Service (MW) | Commission Date | Retirement Date | Capital Cost of New Resource ($M) | COMMENTS
1 | [8 empty] | Type | Bucket
2
3 | BC | BC Hydro | N | 51039 | ICG IPP |  |  | VICFT | CCGT |  | Natural Gas | 293 |  |  | 2007-05-01 |  |  | Result of the VI Call for Tender
4 | BC | BC Hydro | N | 50704 | KLY500 |  |  | KIT_SCGT | SCGT | 8 | Natural Gas | 180 |  |  | 2010-01-01 |  |  | Kitimat single cycle gas turbines
5 | BC | BC Hydro | N | 50704 | KLY500 |  |  | GMS Upgrade | HYD |  | Water | 246 |  |  | 2011-10-01 |  |  | Turbine Upgrades
| BC | NTAC | N | 50704 | KLY500 |  |  | Generic GMS Upgrade | HYD |  | Water | 246 |  |  | 2011-10-01 |  |  | Turbine Upgrades - NTAC Filler
6 | BC | BC Hydro | N | 50704 | KLY500 |  |  | generic small hydro bundle | hydro |  | hydro | 114 |  |  | 2011-10-01 |  |  | representation of future Calls for planning
7 | BC | BC Hydro | N | 50704 | ING500 |  |  | generic wind bundle | wind |  | wind | 163 |  |  | 2011-10-01 |  |  | representation of future Calls for planning
8 | BC | BC Hydro | N | 50703 | NIC500 |  |  | generic CCGT | CCGT |  | CCGT | 127 |  |  | 2011-10-01 |  |  | representation of future Calls for planning
9 | BC | BC Hydro | N | MCA | Mica |  |  | Mica Upgrade | HYD |  | Water | 130 |  |  | 2012-10-01 |  |  | Turbine Upgrades
| BC | NTAC | N | MCA | Mica |  |  | Generic Mica Upgrade | HYD |  | Water | 130 |  |  | 2012-10-01 |  |  | Turbine Upgrades - NTAC Filler
10 | BC | BC Hydro | N | 50704 | KLY500 |  |  | generic CCGT | CCGT |  | CCGT | 64 |  |  | 2011-10-01 |  |  | representation of future Calls for planning
11 | BC | BC Hydro | N | 50704 | ING500 |  |  | generic small hydro bundle | hydro |  | hydro | 57 |  |  | 2013-10-01 |  |  | representation of future Calls for planning
12 | BC | BC Hydro | N | 50704 | KLY500 |  |  | generic wind bundle | wind |  | wind | 81.5 |  |  | 2013-10-01 |  |  | representation of future Calls for planning
13 | BC | BC Hydro | N | 50703 | NIC500 |  |  | generic small hydro bundle | hydro |  | hydro | 57 |  |  | 2011-10-01 |  |  | representation of future Calls for planning
14 | BC | BC Hydro | N | 50704 | ING500 |  |  | generic wind bundle | wind |  | wind | 81.5 |  |  | 2014-10-01 |  |  | representation of future Calls for planning
15 | BC | BC Hydro | N | 50704 | KLY500 |  |  | generic CCGT | CCGT |  | CCGT | 64 |  |  | 2014-10-01 |  |  | representation of future Calls for planning
| BC | PSE | N | 50704 | KLY500 |  |  | generic small hydro bundle | hydro |  | hydro | 200 |  |  | 2010-07-04 |  |  | PSE IRP
16 | BC | BC Hydro | R | 50975 | BGS G1 | 16.5 |  | Burrard Retired | Steam |  | Natural Gas | -150 |  |  | 1961-10-01 | 2014-03-31 |  | Burrard Conventional Steam Thermal Station taken out of service
17 | BC | BC Hydro | R | 50976 | BGS G2 | 16.5 |  | Burrard Retired | Steam |  | Natural Gas | -150 |  |  | 1961-10-01 | 2014-03-31 |  | Burrard Conventional Steam Thermal Station taken out of service
18 | BC | BC Hydro | R | 50977 | BGS G3 | 16.5 |  | Burrard Retired | Steam |  | Natural Gas | -150 |  |  | 1961-10-01 | 2014-03-31 |  | Burrard Conventional Steam Thermal Station taken out of service
19 | BC | BC Hydro | R | 50978 | BGS G4 | 16.5 |  | Burrard Retired | Steam |  | Natural Gas | -150 |  |  | 1961-10-01 | 2014-03-31 |  | Burrard Conventional Steam Thermal Station taken out of service
20 | BC | BC Hydro | R | 50979 | BGS G5 | 16.5 |  | Burrard Retired | Steam |  | Natural Gas | -152 |  |  | 1961-10-01 | 2014-03-31 |  | Burrard Conventional Steam Thermal Station taken out of service
21 | BC | BC Hydro | R | 50980 | BGS G6 | 16.5 |  | Burrard Retired | Steam |  | Natural Gas | -152 |  |  | 1961-10-01 | 2014-03-31 |  | Burrard Conventional Steam Thermal Station taken out of service
| BC | BC Hydro | N | 50704 | KLY500 |  |  | generic small hydro bundle | hydro |  | hydro | 133 |  |  | 2015-10-01 |  |  | representation of future Calls for planning
| BC | BC Hydro | N | 50703 | NIC500 |  |  | generic small hydro bundle | hydro |  | hydro | 133 |  |  | 2015-10-01 |  |  | representation of future Calls for planning
| BC | BC Hydro | N | 50704 | ING500 |  |  | generic small hydro bundle | hydro |  | hydro | 133 |  |  | 2015-10-01 |  |  | representation of future Calls for planning
22 |  |  |  | 50704 | KLY500 |  |  | generic wind bundle | wind |  | wind | 190.1667 |  |  | 2015-10-01
23 |  |  |  | 50703 | NIC500 |  |  | generic wind bundle | wind |  | wind | 190.1667 |  |  | 2015-10-01
24 |  |  |  | 50704 | ING500 |  |  | generic wind bundle | wind |  | wind | 190.1667 |  |  | 2015-10-01
| BC | BC Hydro | N | 50704 | KLY500 |  |  | generic CCGT | CCGT |  | CCGT | 148.1667 |  |  | 2015-10-01
| BC | BC Hydro | N | 50703 | NIC500 |  |  | generic CCGT | CCGT |  | CCGT | 148.1667 |  |  | 2015-10-01
| BC | BC Hydro | N | 50704 | ING500 |  |  | generic CCGT | CCGT |  | CCGT | 148.1667 |  |  | 2015-10-01
25 | BC | CPC/CBT | N | SEL | SEL230 |  |  | Waneta Expansion | HYD |  | hydro | 435 | 2 |  | 2011-06-01 |  |  | Waneta Expansion Connects to Selkirk Substation 230 kV
26 | [8 empty] | Tot Winter Dep MW Additions |  |  | 1679.4875
31 |  |  |  |  | 2015 Load and Resource Balance |  |  |  | 2008 Load and Resource Balance
32
33 |  |  |  |  | LOADS |  |  |  | LOADS
34 |  | 1/ Assumption that winter dependable = 25% of installed small hydro capacity + 7.5% of installed capacity for wind; hdyro additions with storage were not derated. |  |  | peak MW |  |  | 12457.2473 | peak MW |  |  | 9187
35 |  |  |  |  | annual energy (gwh) |  |  | 74158.7532 | annual energy (gwh) |  |  | 56876.741
36
37 |  |  |  |  | RESOURCES--winter dependable cap.1/ |  |  |  | RESOURCES--winter dependable cap.1/
38 |  |  |  |  | MW 2/ |  |  | 13674.3875 | MW |  |  | 11994.9
39 |  |  |  |  | Planning Margin (%) |  |  | 9.771% | Planning Margin (%) |  |  | 30.56%
40 |  | 2/ Does not include 200 MW PSE Resource |  |  | Plant Factor (%) |  |  | 61.91% | Plant Factor (%) |  |  | 54.13%
41
42 |  |  |  |  | RESOURCES--installed capacity |  |  |  | RESOURCES--installed capacity
43 |  |  |  |  | MW 2/ |  |  | 17914.9 | MW |  |  | 14935.9
44 |  |  |  |  | Planning Margin (%) |  |  | 43.81% | Planning Margin (%) |  |  | 62.58%
45 |  |  |  |  | Plant Factor (%) |  |  | 47.25% | Plant Factor (%) |  |  | 43.47%
47
48 |  |  |  | NOTE: Generation has been added to GMS and Mica to match load growth.
49 |  |  |  | BC Hydro's load forecasts are lower than the ones here; however, philosophically the province intends to match capacity additons to load growth.
50
51
52
Note on A3: For GridView internal use only.
Note on C3: Choose from SSG-WI Bubble listed below: IMPERIAL LADWP MEXICO-C PG&E_BAY PG&E_VLY SANDIEGO SOCALIF ARIZONA NEVADA NEW MEXI WAPA L.C ALBERTA B.C.HYDR NW_EAST NW_WEST B HILL BHB BONZ COL E COL W IDAHO KGB LRS MONTANA SIERRA SW WYO UT N UT S WYO YLW TL See Topology for locations of bubbles
Note on D3: If retired plant, skip to column O & fill in retirement date
Note on E3: Bus Number from WECC 2008 HAS2 Power Flow Case
Note on F3: from WECC 2008 HSA2 Power Flow Case
Note on H3: Unit Name
Note on I3: Descriptive name with indication of location
Note on J3: Indicate technology type below and bucket described by Generic Attributes worksheets: SCCT: simple (open) cycle CCT: Combined Cycle ST: Steam Turbine DT: Duct fired IC: Internal Combustion HYD: Hydro OR other: please specify technology and describe attributes in the Generic Attributes worksheets under new bucket.
Note on L3: Choose fuel type from following list: NG: Natural Gas Oil Coal PC: Petroleum Coke GEO: Geothermal URAN: uranium BIO: wood waste or other biomass fuel Water Wind Sun Other (specify)
Note on O3: Estimate station service or other on-site (e.g. cogen process) power requirement
Note on P3: Unit in-service date
Note on Q3: Unit retirement date
Note on S3: Include if new resource is specified in utility IRP, required to meet RPS, etc.

## MontanaResources Existing-2008
No Retirements
No Additions
SSG-WI 2008 BASE CASE GENERATOR LIST - UNITS ON LINE DURING 2008
GeneratorKey | Bus ID | Bus Name | Bus KV | Unit ID | Name | SubType | Long ID | Long Name | Commission Date | Retirement Date | PSSEMaxCap(MW) | Must Run | filter code | Area Name | Region Name | Fuel Type | Tech | Year | Age
2885 | 62341 | THMRVRGN | 13.2 | 1 | Thompson River Co-Gen | NA | NA | Thompson River, Thompson Falls, MT | #2007-07-01# | #2050-01-01# | 12 | #FALSE# | 4 | MONTANA | RMPP | Bio | Steam | 2007 | 1
672 | 62050 | COLSTP 1 | 22 | 1 | Colstrip1 | Coal | NA | Colstrip 1 Colstrip MT | #1975-11-01# | #2050-12-31# | 334 | #FALSE# | 4 | MONTANA | RMPP | Coal | Steam | 1975 | 33
673 | 62049 | COLSTP 2 | 22 | 1 | Colstrip2 | Coal | NA | Colstrip 2 Colstrip MT | #1976-08-01# | #2050-12-31# | 336 | #FALSE# | 4 | MONTANA | RMPP | Coal | Steam | 1976 | 32
674 | 62048 | COLSTP 3 | 26 | 1 | Colstrip3 | Coal | NA | Colstrip 3 Colstrip MT | #1984-01-01# | #2050-12-31# | 763 | #FALSE# | 4 | MONTANA | RMPP | Coal | Steam | 1984 | 24
675 | 62047 | COLSTP 4 | 26 | 1 | Colstrip4 | Coal | NA | Colstrip 4 Colstrip MT | #1986-04-01# | #2050-12-31# | 763 | #FALSE# | 4 | MONTANA | RMPP | Coal | Steam | 1986 | 22
676 | 62044 | CORETTE | 18 | 1 | Corette1 | Coal | NA | Corette 1 Billings MT | #1968-04-01# | #2050-12-31# | 154 | #FALSE# | 4 | MONTANA | RMPP | Coal | Steam | 1968 | 40
677 | 62043 | MONTANA1 | 13.8 | 1 | MONTANA1_1 | Coal | NA | Montana One 1 Colstrip MT | #1990-01-01# | #2050-12-31# | 42 | #FALSE# | 4 | MONTANA | RMPP | Coal | Steam | 1990 | 18
2880 | 62316 | HARDINGN | 13.8 | 1 | Hardin Generation | NA | NA | Rocky MT - Hardin, MT | #2005-12-31# | #2050-01-01# | 119 | #FALSE# | 4 | MONTANA | RMPP | Coal | Steam | 2005 | 3
2873 | 62018 | BASNCKGN | 13.8 | 1 | Basin Creek Gen. | NA | NA | Basin Creek Gen 1-9 Butte MT | #2005-12-31# | #2050-01-01# | 54 | #FALSE# | 4 | MONTANA | RMPP | Gas | SCCT | 2005 | 3
2882 | 62071 | GT FALLS | 230 | 3a | MT First MW 3 1/ | NA | NA | MT First MW 3 - GT Falls, MT | #2007-12-31# | #2050-01-01# | 120 | #FALSE# | 4 | MONTANA | RMPP | Gas | SCCT | 2007 | 1
2883 | 62071 | GT FALLS | 230 | 2a | MT First MW 2 1/ | NA | NA | MT First MW 2 - GT Falls, MT | #2007-12-31# | #2050-01-01# | 101 | #FALSE# | 4 | MONTANA | RMPP | Gas | CCCT | 2007 | 1
2884 | 62071 | GT FALLS | 230 | 1a | MT First MW 1 1/ | NA | NA | MT First MW 1 - GT Falls, MT | #2007-12-31# | #2050-01-01# | 101 | #FALSE# | 4 | MONTANA | RMPP | Gas | CCCT | 2007 | 1
667 | 62037 | RAINBOW | 6.6 | 3 | RAINBOW_3 | Hydro | NA | Rainbow 1 Missouri River MT | #1910-01-01# | #2050-12-31# | 35 | #FALSE# | 4 | MONTANA | RMPP | Hydro | Hydro | 1910 | 98
668 | 62038 | BEAGLE | 6.6 | 1 | BEAGLE_1 | Hydro | NA | Black Eagle 1 Missouri River MT | #1927-01-01# | #2050-12-31# | 18 | #FALSE# | 4 | MONTANA | RMPP | Hydro | Hydro | 1927 | 81
669 | 62039 | RYAN | 6.6 | 1 | RYAN_1 | Hydro | NA | Ryan 1 Missouri River MT | #1915-01-01# | #2050-12-31# | 60 | #FALSE# | 4 | MONTANA | RMPP | Hydro | Hydro | 1915 | 93
670 | 62040 | COCHRAN | 13.8 | 1 | COCHRAN_1 | Hydro | NA | Cochrane 1 Missouri River MT | #1958-01-01# | #2050-12-31# | 50 | #FALSE# | 4 | MONTANA | RMPP | Hydro | Hydro | 1958 | 50
671 | 62041 | MORONY | 13.8 | 1 | MORONY_1 | Hydro | NA | Morony 1 Missouri River MT | #1930-01-01# | #2050-12-31# | 47 | #FALSE# | 4 | MONTANA | RMPP | Hydro | Hydro | 1930 | 78
679 | 62025 | CANYON | 7 | 1 | CANYON_1 | Hydro | NA | Canyon Ferry | #1953-01-01# | #2050-12-31# | 58 | #FALSE# | 4 | MONTANA | RMPP | Hydro | Hydro | 1953 | 55
680 | 62127 | MADISON | 6.9 | 1 | MADISON_1 | Hydro | NA | Madison 1 Madison River MT | #1906-01-01# | #2050-12-31# | 11 | #FALSE# | 4 | MONTANA | RMPP | Hydro | Hydro | 1906 | 102
681 | 62011 | HOLTER | 6.6 | 1 | HOLTER_1 | Hydro | NA | Holter 1 Missouri River MT | #1918-01-01# | #2050-12-31# | 49 | #FALSE# | 4 | MONTANA | RMPP | Hydro | Hydro | 1918 | 90
682 | 62010 | HAUSER | 2.4 | 1 | HAUSER_1 | Hydro | NA | Hauser 1 Missouri River MT | #1911-01-01# | #2050-12-31# | 16 | #FALSE# | 4 | MONTANA | RMPP | Hydro | Hydro | 1911 | 97
683 | 62001 | KERR12 | 13.8 | 1 | KERR12_1 | Hydro | NA | Kerr 1 Flathead River MT | #1938-01-01# | #2050-12-31# | 122 | #FALSE# | 4 | MONTANA | RMPP | Hydro | Hydro | 1938 | 70
684 | 62002 | KERR3 | 13.8 | 1 | KERR3_1 | Hydro | NA | Kerr 3 Flathead River MT | #1938-01-01# | #2050-12-31# | 70 | #FALSE# | 4 | MONTANA | RMPP | Hydro | Hydro | 1938 | 70
685 | 62000 | THOMSON | 6.6 | 1 | THOMSON_1 | Hydro | NA | Thompson Falls 1 Clark F R MT | #1915-01-01# | #2050-12-31# | 37.5 | #FALSE# | 4 | MONTANA | RMPP | Hydro | Hydro | 1915 | 93
686 | 62124 | THOMSON | 13.8 | 7 | THOMSON_7 | Hydro | NA | Thompson Falls 2 Clark F R MT | #1915-01-01# | #2050-12-31# | 57 | #FALSE# | 4 | MONTANA | RMPP | Hydro | Hydro | 1915 | 93
2769 | 63005 | FT PECK1 | 13.8 | 1 | FtPeck1 | NA | NA | Fort Peck 1 (Hydro) | #1950-01-01# | #2050-12-31# | 61.8 | #FALSE# | 4 | MONTANA | RMPP | Hydro | Hydro | 1950 | 58
2905 | 62341 | THMRVRGN | 13.2 | 2 | Tiber Dam | NA | NA | Tiber Dam Liberty, MT | #2004-06-01# | #2050-01-01# | 8 | #FALSE# | 4 | MONTANA | RMPP | Hydro | Hydro | 2004 | 4
678 | 62042 | BILGEN I | 13.8 | 1 | Billings1 | NA | NA | Billings Generation Inc Billings MT | #1995-09-01# | #2050-12-31# | 65 | #FALSE# | 4 | MONTANA | RMPP | Petrol. Coke | Steam | 1995 | 13
2879 | 62174 | GF NW T1 | 100 | 1 | Horseshoe Bend Wind Gen. | NA | NA | Horeshoe Bend - GT Falls MT | #2005-12-31# | #2050-01-01# | 9 | #FALSE# | 4 | MONTANA | RMPP | Wind | Wind | 2005 | 3
2881 | 62036 | JUDITHGP | 230 | 1a | Judith Gap Wind | NA | NA | Judith Gap Wind | #2005-12-31# | #2050-01-01# | 188 | #FALSE# | 4 | MONTANA | RMPP | Wind | Wind | 2005 | 3
2896 | 62071 | GT FALLS | 230 | 1 | Gore Hill | NA | NA | Gore Hill | #2006-01-01# | #2050-01-01# | 10 | #FALSE# | 4 | MONTANA | RMPP | Wind | Wind | 2006 | 2
2904 | 62071 | GT FALLS | 230 | 2 | Other MT | NA | NA | NA | #2008-01-01# | #2050-01-01# | 40 | #FALSE# | 4 | MONTANA | RMPP | Wind | Wind | 2008 | 0
[9 empty] | Total MW; wind=20% |  | 3713.7
1/ Northwestern indicates that the sum of MT First Units should be 280 MW, rather than 322 MW. This change can be incorporated in future versions of the data base.

## Montana IncrGen(2008-15)
Montana New Generation or Retired Generation--2008-2015
State | Area Name | New Plant or Plant being Retired (N or R) | Bus ID | Bus Name | Bus KV | Name | Long Name | Technology |  | Fuel Type | Installed Capacity (MW) | No. of Units | Station Service (MW) | Commission Date | Retirement Date | Capital Cost of New Resource ($M) | COMMENTS
[8 empty] | Type | Bucket
MT | MONTANA | N | 62046 | BROADVU | 500 |  | Bull Mountain. Broadview, MT | ST | 19 | Coal | 500 | 2 |  | 2008 | 2050 |  | Tentative Resource; initial plans actually call for 700 MW plant. Changes may be made to future data bases to reflect this.
MT | MONTANA | N | 62345 | REEDPOINT | 500 |  | Wind Reedpoint, MT | Wind |  | Wind | 400 | 132 |  | 2008 | 2050 |  | Tentative Resource, New bus
MT | MONTANA | N | 62071 | GT FALLS | 230 |  | Southern Montana G&T, Gt Falls, MT | ST | 19 | Coal | 268 | 1 |  | 2009 | 2050 |  | Tentative Resource
MT | MONTANA | N | 62057 | COLSTRIP | 500 |  | MT Lignite Colstrip, MT | ST | 19 | Coal | 500 | 2 |  | 2011 | 2050 |  | Tentative Resource
[7 empty] | Installed Resources except wind counts for 20% |  |  |  | 1348
[7 empty] | Resources to meet Avista & PSE's IRPs used in PNW |  |  |  | 1000
RPS COMPLIANCE CHECK
2015 Renewable Tabulation: | [6 empty] | Incremental Resources for Montana |  |  |  | 348
ResType | MW | gwh |  | 2015 Load and Resource Balance |  |  |  | 2008 Load and Resource Balance
WIND | 647 | 1700.316 |  | LOADS |  |  |  | LOADS
BIO | 12 | 89.352 |  | peak MW |  |  | 1697.9416 | peak MW |  |  | 1620
|  |  |  | annual energy (gwh) |  |  | 9442.477 | annual energy (gwh) |  |  | 8992.4833
Total Renewable gwh |  | 1789.668
15% RPS Satisfied? |  | 18.95% |  | RESOURCES--inst. cap + 20% wind |  | RESOURCES--inst. cap + 20% wind |  | RESOURCES--inst. cap + 20% wind
|  |  |  | MW |  |  | 4061.7 | MW |  |  | 3713.7
|  |  |  | Planning Margin (%) |  |  | 139.2% | Planning Margin (%) |  |  | 129.2%
|  |  |  | Plant Factor (%) |  |  | 26.54% | Plant Factor (%) |  |  | 27.64%
Note on B3: Choose from SSG-WI Bubble listed below: IMPERIAL LADWP MEXICO-C PG&E_BAY PG&E_VLY SANDIEGO SOCALIF ARIZONA NEVADA NEW MEXI WAPA L.C ALBERTA B.C.HYDR NW_EAST NW_WEST B HILL BHB BONZ COL E COL W IDAHO KGB LRS MONTANA SIERRA SW WYO UT N UT S WYO YLW TL See Topology for locations of bubbles
Note on C3: If retired plant, skip to column O & fill in retirement date
Note on D3: Bus Number from WECC 2008 HAS2 Power Flow Case
Note on E3: from WECC 2008 HSA2 Power Flow Case
Note on G3: Unit Name
Note on H3: Descriptive name with indication of location
Note on I3: Indicate technology type below and bucket described by Generic Attributes worksheets: SCCT: simple (open) cycle CCT: Combined Cycle ST: Steam Turbine DT: Duct fired IC: Internal Combustion HYD: Hydro OR other: please specify technology and describe attributes in the Generic Attributes worksheets under new bucket.
Note on K3: Choose fuel type from following list: NG: Natural Gas Oil Coal PC: Petroleum Coke GEO: Geothermal URAN: uranium BIO: wood waste or other biomass fuel Water Wind Sun Other (specify)
Note on N3: Estimate station service or other on-site (e.g. cogen process) power requirement
Note on O3: Unit in-service date
Note on P3: Unit retirement date
Note on R3: Include if new resource is specified in utility IRP, required to meet RPS, etc.