## AVA
AVISTA CORPORATION
|  |  | Lines Included In RTO Pricing | [5 empty] | Lines NOT Included In RTO
| Lines Included for RTO Control |  |  |  | Lines NOT Included For RTO Control
Operating | Line Name | Circuit | Notes | Operating | Line Name | Circuit | Notes | Operating | Line Name | Circuit | Notes
Voltage |  | Miles |  | Voltage |  | Miles |  | Voltage |  | Miles
500 kV | Colstrip | Ownership Share
[5 empty] | Avista has no lines in for |  |  | 230 kV | Lakeview Tap | 0.01
pricing but not control
230 kV | Beacon-Bell #4 | 5.93 | [5 empty] | 115 kV | 8th & Fancher Tap | 26.23
| Beacon-Bell #5 | 6.04 | [6 empty] | Addy-Gifford | 20.69
| Beacon-Benewah | 36.87 | [6 empty] | Airway Heights-Fairchild | 3.1
| Beacon-Rathdrum | 25.39 | [6 empty] | Arden Tap | 0.39
| Bell-Westside | 1.99 | [6 empty] | Beacon-Francis & Cedar | 11.54
| Benewah-Moscow | 44.28 | [6 empty] | Beacon-Otis Orchards #1 | 15.26
| Benewah-Pine Creek | 42.76 | [6 empty] | Beacon-Otis Orchards #2 | 15.67
| Cabinet-Noxon | 18.51 | [6 empty] | Beacon-Third & Hatch | 7.97
| Cabinet-Rathdrum | 52.3 | [6 empty] | Bell Tap | 0.61
| Coulee-Westside | 1.99 | [6 empty] | Big Creek Tap | 0.13
| Hatwai-Lolo | 8.27 | [6 empty] | Bronx Tap (open) | 0.19
| Hatwai-Moscow | 18.05 | [6 empty] | Bunker Hill Tap (B-PC#3) | 0.19
| Hatwai-North Lewiston | 7 | [6 empty] | Bunker Hill Tap (B-PC#4) | 0.13
| Hot Springs-Noxon #1 | 0.79 | [6 empty] | CdA 15th St.-Pine Creek | 29.69
| Hot Springs-Noxon #2 | 70.05 | [6 empty] | CdA 15th St.-Ramsey | 3.17
| Libby-Noxon | 0.79 | [6 empty] | CdA 15th St.-Rathdrum | 12.67
| Lolo-Oxbow | 63.41 | [6 empty] | Chambers Tap | 7.12
| North Lewiston-Shawnee | 34.28 | (1) | [5 empty] | Chester-Opportunity Tap | 7.15
| North Lewiston-Walla Walla | 35.6 | [6 empty] | Clearwater-Lolo #1 | 8.64
| Noxon-Pine Creek | 43.07 | [6 empty] | Clearwater-Lolo #2 | 8.56
| Walla Walla-Wanapum | 77.78 | [6 empty] | Clearwater-North Lewiston | 3.2
[9 empty] | Colbert Tap | 3.19
115 kV | Addy-Devil's Gap | 43.31 | [6 empty] | College & Walnut-Post Street | 0.57
| Addy-Kettle Falls | 27.11 | [6 empty] | College & Walnut-Westside | 8.79
| Airway Heights-Devil's Gap | 20.6 | [6 empty] | Cottonwood Tap | 6.34
| Airway Heights-Sunset | 9.52 | [6 empty] | Davenport Tap | 0.17
| Albeni Falls-Pine Street | 0.16 | [6 empty] | Deary Tap | 21.33
| Beacon-Bell #1 | 6.65 | [6 empty] | Devil's Gap-Little Falls #1 | 3.42 | (2)
| Beacon-Northeast | 5.25 | [6 empty] | Devil's Gap-Little Falls #2 | 3.9 | (2)
| Beacon-Ross Park | 2.06 | [6 empty] | Devil's Gap-Long Lake #1 | 0.81 | (2)
| Beacon-Sunset | 12.11 | (1) | [5 empty] | Devil's Gap-Long Lake #2 | 1.03 | (2)
| Bell-Northeast | 1.53 | [6 empty] | Dower-Post Falls | 2.16
| Benewah-Moscow 230 | 58.23 | (1) | [5 empty] | Dworshak-Orofino | 3.62
| Benewah-Pine Creek | 45.02 | (1) | [5 empty] | East Farms Tap | 0.04
| Benton-Othello Sw. Station | 26.07 | [6 empty] | East Grangeville Tap | 0.53
| Bronx-Cabinet | 32.3 | [6 empty] | Fourth & Herald Tap | 0.53
| Bronx-Sand Creek | 6.62 | [6 empty] | Francis & Cedar-Northwest | 2.12
| Burke-Pine Creek #3 | 23.74 | [6 empty] | Francis & Cedar-Ross Park | 5.16
| Burke-Pine Creek #4 | 23.08 | [6 empty] | Glenrose Tap | 0.86
|  |  | Lines Included In RTO Pricing | [5 empty] | Lines NOT Included In RTO
| Lines Included for RTO Control |  |  |  | Lines NOT Included For RTO Control
Operating | Line Name | Circuit | Notes | Operating | Line Name | Circuit | Notes | Operating | Line Name | Circuit | Notes
Voltage |  | Miles |  | Voltage |  | Miles |  | Voltage |  | Miles
| Burke-Thompson Falls A | 3.96 | [6 empty] | Grangeville-Nez Perce #1 | 26.91
| Burke-Thompson Falls B | 3.97 | [6 empty] | Grangeville-Nez Perce #2 | 37.18
| Chelan-Stratford | 49.12 | [6 empty] | Hallett & White Tap | 0.3
| Devil's Gap-Lind | 73.74 | (1) | [5 empty] | Inland Paper Tap | 0.28
| Devil's Gap-Ninemile | 18.78 | [6 empty] | Jaype-Orofino | 34.64
| Devil's Gap-Stratford | 86.19 | (1) | [5 empty] | Kettle Falls-KF Generator | 0.09 | (2)
| Headworks Tap | 0.08 | [6 empty] | Liberty Lake-Otis Orchards | 1.79
| Kettle Falls Tap | 0.24 | [6 empty] | Lind-Washtucna | 28.78
| Larson-Stratford | 16.14 | [6 empty] | Lolo-Nez Perce | 41.19
| Lind-Shawnee | 75.87 | (1) | [5 empty] | Lolo-Pound Lane | 10.25
| Lind-Warden | 21.71 | [6 empty] | Loon Lake Tap | 0.02
| Ninemile-Westside | 4.44 | [6 empty] | Lucky Friday Tap | 4.13
| North Lewiston-Walla Walla | 0.3 | [6 empty] | Metro-Post Street | 0.5
| Opportunity-Valleyway | 0.55 | [6 empty] | Metro-Sunset | 2.87
| Othello Sw. Station-Warden #1 | 8.28 | [6 empty] | Milan Tap | 8.22
| Othello Sw. Station-Warden #2 | 16.56 | [6 empty] | Moscow 115-North Lewiston | 22.16
| Pine Street-Rathdrum | 33.24 | [6 empty] | Moscow 230-Orofino | 41.59
| Shawnee-Sunset | 61.58 | (1) | [5 empty] | Moscow 230-Shawnee | 21.94
| Sunset-Westside | 10.03 | [6 empty] | Moscow 230-South Pullman | 12.07
| WTE Tap | 0.73 | [6 empty] | Moscow City Tap | 0.32
[9 empty] | Nez Perce-Orofino | 17.27
[9 empty] | Ninemile-Ninemile Units 1&2 GSU | 0.03 | (2)
[9 empty] | North East-NE Turbine Generator | 0.13 | (2)
[9 empty] | North Lewiston-Pound Lane | 7.83
[9 empty] | North Lewiston-South Lewiston | 2.94
[9 empty] | Northwest-Westside | 2.08
[9 empty] | Old North Lewiston Tap | 0.13
[9 empty] | Opportunity Tap | 1.74
[9 empty] | Otis Orchards-Post Falls | 7.58
[9 empty] | Otis Orchards-Rathdrum | 18.5
[9 empty] | Palouse Tap | 0.1
[9 empty] | Post Falls-Ramsey | 9.01
[9 empty] | Post Street-Third & Hatch | 1.76
[9 empty] | Potlatch Tap | 10.37
[9 empty] | Priest River Tap | 0.07
[9 empty] | Ramsey-Rathdrum #1 | 8.42
[9 empty] | Ramsey-Rathdrum #2 | 12.21
[9 empty] | Rathdrum C.T.-Rathdrum #1 | 0.25 | (2)
[9 empty] | Rathdrum C.T.-Rathdrum #2 | 0.21 | (2)
[9 empty] | Ross Park-Third & Hatch | 2.19
[9 empty] | Scott Paper Tap | 0.63
[9 empty] | Shawnee-South Pullman | 12.7
[9 empty] | South Fairchild Tap | 11.97
|  |  | Lines Included In RTO Pricing | [5 empty] | Lines NOT Included In RTO
| Lines Included for RTO Control |  |  |  | Lines NOT Included For RTO Control
Operating | Line Name | Circuit | Notes | Operating | Line Name | Circuit | Notes | Operating | Line Name | Circuit | Notes
Voltage |  | Miles |  | Voltage |  | Miles |  | Voltage |  | Miles
[9 empty] | South Othello Tap | 3.79
[9 empty] | Spirit Lake Tap | 0.88
[9 empty] | St. Maries Tap | 7.06
[9 empty] | Valley Tap | 0.2
[9 empty] | Waikiki Tap | 2.81
[9 empty] | Wickes Tap | 0.13
[9 empty] | Wilbur Tap | 5.35
[8 empty] | 60 kV | Diamond Match-Newport | 0.69
[9 empty] | Millwood-Paper Mill | 0.35
NOTES:
Avista has included no distribution lines (<60 kV) in the RTO for either pricing or control.
(1) These lines may be removed for the RTO if Avista determines a need to operate these lines normally open (Operated open at a mid-point bus as part of a Pilot Star Network Program)
(2) These lines will not be included in the RTO and will be reclassified as Generation
2001-07-10
|  |  | Substations Transformers Included Included In RTO Pricing | [5 empty] | Substation Tranformers NOT Included In RTO
Substations Transformers NOT Included For RTO Control
| Transmission Transformers | Voltage | Notes |  | Transmission Transformers | Voltage | Notes |  | Transmission Transformers | Voltage | Notes
| Name of Substation |  |  |  | Name of Substation |  |  |  | Name of Substation
| Beacon #1 | 230/115 | [6 empty] | Lolo #1 | 230/115
| Beacon #2 | 230/115 | [6 empty] | Lolo #2 | 230/115
| Benewah | 230/115 | [6 empty] | Millwood | 115/60
| Boundary | 230/115 | [6 empty] | Newport | 115/60
| Cabinet Gorge | 230/115
| Moscow | 230/115
| Moscow 115/115 (Reg) | 115/115
| North Lewiston | 230/115
| Pine Creek #1 | 230/115
| Pine Creek #2 | 230/115
| Pine Creek 115/115 (Reg) | 115/115
| Rathdrum #1 | 230/115
| Rathdrum #2 | 230/115
| Shawnee | 230/115 | (1)
| Westside #1 | 230/115
| Westside #2 | 230/115
NOTES
(1) These lines may be removed for the RTO if Avista determines a need to operate these lines normally open (Operated open at a mid-point bus as part of a Pilot Star Network Program)

## BCHA
BC HYDRO & POWER AUTHORITY
Lines Included In RTO Pricing | [11 empty] | Lines NOT Included In RTO Pricing
Lines Included For RTO Control | [5 empty] | Lines NOT Included For RTO Control | [5 empty] | Lines NOT Included For RTO Control
Operating | Line # | Line Name | Circuit | Notes | Notes | Operating | Line # | Line Name | Circuit | Notes | Notes | Operating | Line Name | Circuit | Notes | Notes
Voltage |  |  | Miles |  |  | Voltage |  |  | Miles |  |  | Voltage |  | Miles
500 kV |  | 5L1 - GM Shrum x Williston | 173.5625 | [11 empty] | 8
500 kV |  | 5L2 - GM Shrum x Williston | 173.2188
500 kV |  | 5L3 - Peace Canyon x Kennedy | 86.4125 | [11 empty] | 9
500 kV |  | 5L4 - GM Shrum x Peace Canyon | 8.7438
500 kV |  | 5L7 - Kennedy x Williston | 86.7938 | [11 empty] | line 426
500 kV |  | 5L11 - Williston x Kelly Lake | 206.0062 | [11 empty] | 16
500 kV |  | 5L12 - Williston x Kelly Lake | 206.0188
500 kV |  | 5L13 - Williston x Kelly Lake | 206.0188
500 kV |  | 5L29 - Masset x Dunsmuir | 42.9125
500 kV |  | 5L30 - Malaspina x Cheekye | 50.0938 | [11 empty] | 17
500 kV |  | 5L31 - Malaspina x Dunsmuir | 42.9375
500 kV |  | 5L32 - Malaspina x Cheekye | 50.2313 | [11 empty] | 18
500 kV |  | 5L40 - Clayburn x Ingledow | 31.0375
500 kV |  | 5L41 - Clayburn x Kelly Lake | 169.6875 | [11 empty] | 15
500 kV |  | 5L42 - Cheekye x Kelly Lake | 123.1625
500 kV |  | 5L44 - Meridian x Ingledow | 12.2125
500 kV |  | 5L45 - Cheekye x Meridian | 41.7188
500 kV |  | 5L51 - Ingledow x Suster (BPA) | 13.725
500 kV |  | 5L52 - Ingledow x Custer (BPA) | 13.6312
500 kV |  | 5L61 - Williston x Glenannan | 109.3937
500 kV |  | 5L62 - Glenannan x Telkwa | 81.7938
500 kV |  | 5L63 - Telkwa x Skeena | 89.3375
500 kV |  | 5L71 - Mica x Nicola | 178.325
500 kV |  | 5L72 - Mica x Nicola | 178.3187 | [11 empty] | 19
500 kV |  | 5L75 - Revelstoke x Ashton Creek | 52.3438
500 kV |  | 5L76 - Ashton Creek x Nicola | 73.5938
500 kV |  | 5L77 - Revelstoke x Ashton Creek | 52.3687
500 kV |  | 5L79 - Ashton Creek x Nicola | 73.5625
500 kV |  | 5L81 - Ingledow x Nicola | 164.9875
500 kV |  | 5L82 - Meridian x Nicola | 155.2063
500 kV |  | 5L87 - Kelly Lake x Nicola | 91.3125
500 kV |  | 5L91 - Selkirk x Ashton Creek | 139.5625
500 kV |  | 5L92 - Selkirk x Cranbrook | 112.3937
500 kV |  | 5L94 - Cranbrook x Trans Alta | 67.2062 | [11 empty] | 11
500 kV |  | 5L98 - Nicola x Selkirk | 188.8187
|  | Total 500 kV | 3546.65
360 kV |  | 3L2 - Bridge River Terminal x Rosedale | 140.2625 | [11 empty] | 20
360 kV |  | 3L3 - Rosedale x Wahleach | 6.4
360 kV |  | 3L13 - Bridge River Terminal x Bridge River #2 | 0.31875
360 kV |  | 3L14 - Bridge River Terminal x Bridge River #2 | 0.29375
360 kV |  | 3L15 - Bridge River Terminal x Bridge River #1 | 0.75625 | [11 empty] | 21
360 kV |  | 3L16 - Bridge River Terminal x Bridge River #1 | 0.80625
|  | Total 360 kV | 148.8375
22
230 kV |  | 2L1 - Cheekye x Bridge River Terminal | 86.0062
230 kV |  | 2L2 - Cheekye x Bridge River Terminal | 86.2625
230 kV |  | 2L3 - Walters x Horne Payne | 3.2875 | [11 empty] | 10
230 kV |  | 2L4 - Cambie Road x Ingledow | 11.25
230 kV |  | 2L6 - Arnott x Ingledow | 10.5312
230 kV |  | 2L9 - Cheekye x Lynn Valley | 37.6562
230 kV |  | 2L10 - Arnott x Ingledow | 10.5875
230 kV |  | 2L11 - Burrard Thermal x Walters | 9.0125
230 kV |  | 2L12 - Cheekye x Cheakamus | 12.475
230 kV |  | 2L13 - Cheekye x Cypress | 37.6063
230 kV |  | 2L14 - Cypress x Walters | 14.2
230 kV |  | 2L16 - Cambie Road x Kidd 2 | 2.9688
230 kV |  | 2L17 - Lynn Valley x Walters | 2.425
230 kV |  | 2L19 - Bridge River Terminal x Bridge River #1 | 1.0188
230 kV |  | 2L22 - Meridian x Whalley | 14.5125
230 kV |  | 2L27 - Ingledow x Whalley | 3.125
Lines Included In RTO Pricing | [11 empty] | Lines NOT Included In RTO Pricing
Lines Included For RTO Control | [5 empty] | Lines NOT Included For RTO Control | [5 empty] | Lines NOT Included For RTO Control
Operating | Line # | Line Name | Circuit | Notes | Notes | Operating | Line # | Line Name | Circuit | Notes | Notes | Operating | Line Name | Circuit | Notes | Notes
Voltage |  |  | Miles |  |  | Voltage |  |  | Miles |  |  | Voltage |  | Miles
230 kV |  | 2L31 - Murrin x Cathedral Square | 0.75
230 kV |  | 2L32 - Horne Payne x Cathedral Square | 5.4062
230 kV |  | 2L39 - Meridian x Newell | 13.15
230 kV |  | 2L40 - Burrard Thermal x Newell | 7.8812
230 kV |  | 2L45 - Camosun x Sperling | 3.8062
230 kV |  | 2L46 - Mainwaring x Newell | 5.9375
230 kV |  | 2L47 - Malaspina x Howe Sound Pulp | 37.4937
230 kV |  | 2L49 - Meridian x Horne Payne | 16.7812
230 kV |  | 2L50 - Burrard Thermal x Murrin | 15.1562
230 kV |  | 2L51 - Como Lake x Horne Payne | 10.5437
230 kV |  | 2L52 - Meridian x Como Lake | 3.925
230 kV |  | 2L53 - Mainwaring x Murrin | 4.5563
230 kV |  | 2L54 - Burrard Thermal x Meridian | 4.7313
230 kV |  | 2L56 - Camosun x Ingledow | 20.1687
230 kV |  | 2L57 - Arnott x Ingledow | 10.5875
230 kV |  | 2L58 - Steveston x Kidd 2 | 10.4563
230 kV |  | 2L61 - Burrard Thermal x Meridian | 4.8312
230 kV |  | 2L62 - Steveston x Arnott | 7.8625
230 kV |  | 2L63 - Arnott x Ingledow | 10.5687
230 kV |  | 2L64 - Sperling x Kidd 2 | 5.05
230 kV |  | 2L71 - Rosedale x Wahleach | 0
230 kV |  | 2L75 - Ingledow x McLellan | 10.0375
230 kV |  | 2L76 - McLellan x Clayburn | 21.9937
230 kV |  | 2L77 - Atchelitz x Clayburn | 14.7812
230 kV |  | 2L78 - Atchelitz x Rosedale | 12
230 kV |  | 2L86 - Hundred Mile House x Kelly Lake | 52.7375
230 kV |  | 2L90 - Bridge River Terminal x Kelly Lake | 47.7188
230 kV |  | 2L91 - Bridge River Terminal x Kelly Lake | 46.7375
230 kV |  | 2L92 - Kelly Lake x Savona | 55.9062
230 kV |  | 2L93 - Kelly Lake x Savona | 56.7563
230 kV |  | 2L94 - Kelly Lake x Soda Creek | 95.075
230 kV |  | 2L95 - Red Bluff x Soda Creek | 53.3062
230 kV |  | 2L96 - Williston x Barlow | 59.4438
230 kV |  | 2L97 - Williston x Salmon Valley | 20.7188
230 kV |  | 2L99 - Skeena x Minette | 37
230 kV |  | 2L100 - Minette x Methanex Corporation | 1.1187
230 kV |  | 2L101 - Rupert x Skeena | 78.525
230 kV |  | 2L103 - Minette x Kitimat | 1.5625
230 kV |  | 2L105 - Minette x Eurocan | 1.0625
230 kV |  | 2L112 - Nelway x BPA Border | 0.54375
230 kV |  | 2L113 - Cranbrook x Natal | 48.1938
230 kV |  | 2L123 - Sahtlam x Dunsmuir | 60.55
230 kV |  | 2L125 - Sahtlam x Vancouver Island Terminal | 4.3563
230 kV |  | 2L126 - Sahtlam x Pike Lake | 34.1688
230 kV |  | 2L128 - Sahtlam x Dunsmuir | 60.4875
230 kV |  | 2L130 - Sahtlam x Vancouver Island Terminal | 4.3563
230 kV |  | 2L131 - Keating x Pike Lake | 7.7438
230 kV |  | 2L132 - Keating x Pike Lake | 7.7562
230 kV |  | 2L143 - Esquimalt x Horsey | 1.7
230 kV |  | 2L144 - Goward x Pike Lake | 1.7188
230 kV |  | 2L145 - Esquimalt x Pike Lake | 5.7687
230 kV |  | 2L146 - Horsey x Goward | 4.4688
230 kV |  | 2L154 - Dunsmuir x Gold River | 93.0625
230 kV |  | 2L170 - Sahtlam x Pike Lake | 34.0562
230 kV |  | 2L221 - Selkirk x Seven Mile | 2.1437
230 kV |  | 2L222 - Selkirk x Seven Mile | 2.1625
230 kV |  | 2L240 - Salmon Arm x Ashton Creek | 23.3125
230 kV |  | 2L253 - Revelstoke x Illecillewaet | 7.4938
230 kV |  | 2L255 - Ashton Creek x Vernon Terminal | 30.9812
230 kV |  | 2L256 - Ashton Creek x Vernon Terminal | 30.9812
230 kV |  | 2L258 - Cranbrook x Invermere | 80.4688
230 kV |  | 2L263 - Vernon Terminal x Kelowna | (27.16)
230 kV |  | 2L264 - Vernon Terminal x Kelowna | (27.16)
230 kV |  | 2L265 - Valleyview x Nicola | 39.6
RTO LINE LIST
Lines Included In RTO Pricing | [11 empty] | Lines NOT Included In RTO Pricing
Lines Included For RTO Control | [5 empty] | Lines NOT Included For RTO Control | [5 empty] | Lines NOT Included For RTO Control
Operating | Line # | Line Name | Circuit | Notes | Notes | Operating | Line # | Line Name | Circuit | Notes | Notes | Operating | Line Name | Circuit | Notes | Notes
Voltage |  |  | Miles |  |  | Voltage |  |  | Miles |  |  | Voltage |  | Miles
230 kV |  | 2L293 - Selkirk x Nelway | 10.1
230 kV |  | 2L294 - Nelway x Cranbrook | 101.1063
230 kV |  | 2L295 - Selkirk x Kootenay Canal | 28.6875
230 kV |  | 2L299 - Selkirk x Kootenay Canal | 28.7125
230 kV |  | 2L307 - Barlow x Quesnel River Pulp | 3.3563
230 kV |  | 2L309 - GM Shrum x Sukunka | 45.625
230 kV |  | 2L312 - Sukunka x Louisiana Pacific | 21.25
230 kV |  | 2L313 - Sukunka x Tumbler | 33.6688
230 kV |  | 2L320 - Kennedy x Kemess South Mine | (212.50)
230 kV |  | 2L321 - Tumbler x BC Rail | 0.0375
230 kV |  | 2L322 - Tumbler x Bullmoose | 17.5375
230 kV |  | 2L323 - Tumbler x XXX | 12.7312
230 kV |  | 2L352 - Hundred Mile House x Soda Creek | 64.4813
230 kV |  | 2L353 - Glenannan x Tachick | 40.3125
230 kV |  | 2L354 - Barlow x Red Bluff | 5.7062
|  | Total 230 kV | 700.8438
138 kV |  | 1L10 - Vancouver Island Terminal x Goward | 34.95
138 kV |  | 1L11 - Vancouver Island Terminal x Goward | 36.4125
138 kV |  | 1L12 - Goward x George Tripp | 4.0125
138 kV |  | 1L14 - Vancouver Island Terminal x George Tripp | 39.3438
138 kV |  | 1L17 - Vancouver Island Terminal x Galiano | 19.725
138 kV |  | 1L18 - Vancouver Island Terminal x Galiano | 19.775
138 kV |  | 1L31 - Cheekye x Gibsons Landing | 39.0312
138 kV |  | 1L32 - Gibsons Landing x Sechelt | 12.975
138 kV |  | 1L33 - Malaspina x Powell River | 39.375
138 kV |  | 1L35 - Sechelt x Malaspina | 18.6187
138 kV |  | 1L44 - Sechelt x Clowhom | 23.3562
138 kV |  | 1L48 - Malaspina x Powell River | 40.4188
138 kV |  | 1L55 - Highland x Spatsum | 32.1
138 kV |  | 1L101 - John Hart #1 x Dunsmuir | 60.5375 | 0
138 kV |  | 1L102 - John Hart #1 x Puntledge | 38.575
138 kV |  | 1L103 - John Hart #1 x Elk Falls | 2.4312
138 kV |  | 1L104 - John Hart #1 x Elk Falls | 2.4375
138 kV |  | 1L105 - Dunsmuir x Port Alberni | 13.0062
138 kV |  | 1L106 - Puntledge x Dunsmuir | 27.3625
138 kV |  | 1L109 - Jingle Pot x Vancouver Island Terminal | 30.7875
138 kV |  | 1L110 - Jingle Pot x Northfield | 1.875
138 kV |  | 1L112 - Jingle Pot x Harmac | 9.975
138 kV |  | 1L114 - Dunsmuir x Port Alberni | 13
138 kV |  | 1L115 - Dunsmuir x Jingle Pot | 34.5562
138 kV |  | 1L116 - Dunsmuir x Jingle Pot | 34.5562
138 kV |  | 1L117 - Ladore Falls x John Hart | 4.1063
138 kV |  | 1L118 - Ladore Falls x John Hart | 4.1125
138 kV |  | 1L119 - John Hart #1 x Dunsmuir | 58.625
138 kV |  | 1L120 - Strathcona x Gold River | 29.5688
138 kV |  | 1L121 - Strathcona x Ladore Falls | 9.8187
138 kV |  | 1L122 - Jingle Pot x Vancouver Island Terminal | 31.3687
138 kV |  | 1L125 - Gold River x Keogh | 88.9313
138 kV |  | 1L127 - Ash River x Port Alberni | 19.3125
138 kV |  | 1L130 - Keogh x Jeune Landing | 17.775
138 kV |  | 1L131 - Gold River x Tahsis Village | 35.225
138 kV |  | 1L134 - Gold River x Gold River Pulpmill | 8.8
138 kV |  | 1L136 - Keogh x Keogh Gas Turbine | 0.39375
138 kV |  | 1L137 - Keogh x Port Hardy | 14.1625
138 kV |  | 1L138 - Vancouver Island Terminal x Jingle Pot | 32.5625
138 kV |  | 1L139 - Vancouver Island Terminal x Crofton | 5.5938
138 kV |  | 1L140 - Vancouver Island Terminal x Crofton | 5.5938
138 kV |  | 1L146 - Jordan River x Goward | 39.3062
138 kV |  | 1L152 - Jingle Pot x Northfield | 1.875
138 kV |  | 1L201 - Monashee x Vernon Terminal | 63.8687
138 kV |  | 1L202 - Monashee x Vernon Terminal | 63.8687
138 kV |  | 1L203 - Savona x Highland | 26.15
138 kV |  | 1L204 - Savona x Douglas | 25.4625
138 kV |  | 1L205 - Savona x Highland | 26.15
Lines Included In RTO Pricing | [11 empty] | Lines NOT Included In RTO Pricing
Lines Included For RTO Control | [5 empty] | Lines NOT Included For RTO Control | [5 empty] | Lines NOT Included For RTO Control
Operating | Line # | Line Name | Circuit | Notes | Notes | Operating | Line # | Line Name | Circuit | Notes | Notes | Operating | Line Name | Circuit | Notes | Notes
Voltage |  |  | Kilometers |  |  | Voltage |  |  | Kilometers |  |  | Voltage |  | Kilometers
138 kV |  | 1L206 - Savona x Brockelhurst | 23.375
138 kV |  | 1L209 - Valleyview x Salmon Arm | 70.2
138 kV |  | 1L210 - Brockelhurst x Avola | 122.8937
138 kV |  | 1L211 - Avola x Valemount | 79.85
138 kV |  | 1L213 - Monashee x West Kootenay Power | 24.9438
138 kV |  | 1L214 - Valleyview x Vernon Terminal | 71.1125
138 kV |  | 1L216 - Vernon Terminal x Bella Bella | (27.16)
138 kV |  | 1L218 - Salmon Arm x Vernon Terminal | 33.6187
138 kV |  | 1L219 - Weyerhaeuser x Valleyview | 8.1562
138 kV |  | 1L241 - Valleyview x Brockelhurst | 8.2937
138 kV |  | 1L242 - Douglas x Valleyview | 3.2188
138 kV |  | 1L243 - Highland x Nicola | 26.8438
138 kV |  | 1L244 - Nicola x Westbank | 49.725
138 kV |  | 1L246 - Monashee x Whatshan | 4.025
138 kV |  | 1L251 - Nicola x Similco | 65.6688
138 kV |  | 1L274 - Natal x Trans Alberta Utilities | 56.2313
138 kV |  | 1L275 - Natal x Trans Alberta Utilities | TAU line
138 kV |  | 1L357 - Fort Nelson Gas Turbine x Wescup | TAU line
138 kV |  | 1L359 - Fort Nelson Gas Turbine x Alberta Power | TAU line
138 kV |  | 1L360 - GM Shrum x Taylor | 62.5
138 kV |  | 1L361 - GM Shrum x Chetwynd | 40.7687
138 kV |  | 1L362 - Dawson Creek x Chetwynd | 57.4375
138 kV |  | 1L364 - GM Shrum x Fort St John | 65.5938
138 kV |  | 1L365 - Salmon Valley x Kennedy | 72.8563
138 kV |  | 1L366 - Morfee x Fletcher Challenge | 2.6437
138 kV |  | 1L367 - Fort St John x Taylor | 6.375
138 kV |  | 1L368 - Morfee x Finlay Forest Industries | 3.3563
138 kV |  | 1L371 - Texaco x Fort St John | 29.4125
138 kV |  | 1L373 - Kennedy x Morfee | 24.8375
138 kV |  | 1L374 - GM Shrum x Fort St John | 61.925
138 kV |  | 1L375 - Taylor x Fibreco | 4.625
138 kV |  | 1L377 - Taylor x Dawson Creek | 34.65
138 kV |  | 1L378 - Babine x Bell Copper-Maclaren | 4.525
138 kV |  | 1L381 - Aiyansh x Stewart | 108.9625
138 kV |  | 1L384 - Glenannan x Topley Switching | 65.7812
138 kV |  | 1L385 - Telkwa x Smithers | 25.85
138 kV |  | 1L387 - Skeena x Aiyansh | 65.5812
138 kV |  | 1L390 - Topley Switching x Babine | 27.1562
138 kV |  | 1L391 - Houston x Huckleberry Mine Project | 93.75
138 kV |  | 1L392 - Smithers x Hazelton | 45.1625
138 kV |  | 1L393 - Houston x Northwood Houston Sawmill | 2.625
138 kV |  | 1L396 - Houston x Telkwa | 11.1625
138 kV |  | 1L398 - Houston x Topley Switching | 20.8188
|  | Yearly Total 138 kV | 2828.3375
60 kV |  | 60L1 - Como Lake x Barnard | 4.875
60 kV |  | 60L2 - Stave Falls x Como Lake | 22.2375
60 kV |  | 60L3 - Stave Falls x Como Lake | 22.2063
60 kV |  | 60L4 - Lake Buntzen #1 x Peace River District | 9.5938
60 kV |  | 60L5 - Lake Buntzen #1 x Shellburn | 10.35
60 kV |  | 60L6 - Lake Buntzen #1 x Ioco | 5.4938
60 kV |  | 60L7 - Ruskin x Scott | 30.775
60 kV |  | 60L8 - Ruskin x Scott | 31.25
60 kV |  | 60L9 - Ruskin x Balfour | 21.6438
60 kV |  | 60L10 - Wahleach x Boston Bar | 65.9938
60 kV |  | 60L11 - Ioco x Barnard | 6.2625
60 kV |  | 60L12 - Stave Falls x Mission | 7.7938
60 kV |  | 60L13 - Alouette x Stave Falls | 10.6625
60 kV |  | 60L14 - Ruskin x Balfour | 26.9062
60 kV |  | 60L15 - Stave Falls x Ruskin | 3.8
60 kV |  | 60L16 - Lake Buntzen #1 x Lake Buntzen #2 | 0.44375
60 kV |  | 60L17 - Barnard x Como Lake | 13.625
60 kV |  | 60L18 - Como Lake x Stave Falls | 22.2937
60 kV |  | 60L20 - Seton x Carquille | 46.7375
60 kV |  | 60L21 - Bridge River Terminal x Seton | 16.5813
Lines Included In RTO Pricing | [11 empty] | Lines NOT Included In RTO Pricing
Lines Included For RTO Control | [5 empty] | Lines NOT Included For RTO Control | [5 empty] | Lines NOT Included For RTO Control
Operating | Line # | Line Name | Circuit | Notes | Notes | Operating | Line # | Line Name | Circuit | Notes | Notes | Operating | Line Name | Circuit | Notes | Notes
Voltage |  |  | Miles |  |  | Voltage |  |  | Miles |  |  | Voltage |  | Miles
60 kV |  | 60L22 - La Joie x Bridge River Terminal | 37.925
60 kV |  | 60L24 - Murrin x Horne Payne | 4.6312
60 kV |  | 60L25 - Murrin x Sperling | 4.3563
60 kV |  | 60L26 - Barnard x Como Lake | 4.875
60 kV |  | 60L27 - Sperling x Kidd #1 | 4.8875
60 kV |  | 60L28 - Sperling x George Dickie | 1.7188
60 kV |  | 60L29 - Carquille x Spences Bridge | 35.7313
60 kV |  | 60L30 - George Dickie x Kidd #1 | 3.1562
60 kV |  | 60L31 - Kidd #1 x Ingledow | 15.3938
60 kV |  | 60L32 - Kidd #1 x Annacis | 10.8812
60 kV |  | 60L35 - Barnard x Newell | 12.8187
60 kV |  | 60L35 - Barnard x Newell | 4.9562
60 kV |  | 60L36 - Barnard x Newell | 4.7875
60 kV |  | 60L37 - Kidd #2 x Kidd #1 | 0.45
60 kV |  | 60L38 - Kidd #2 x Kidd #1 | 0.45
60 kV |  | 60L39 - Barnard x Horne Payne | 6.6813
60 kV |  | 60L40 - Barnard x Horne Payne | 5.65
60 kV |  | 60L41 - Kidd #1 x Richmond Steel Recycling | 1.8562
60 kV |  | 60L42 - Kidd #2 x Lafarge Cement No.1 | 7.9938
60 kV |  | 60L43 - Kidd #2 x Richmond | 4.7625
60 kV |  | 60L44 - Kidd #2 x Richmond | 4.7
60 kV |  | 60L45 - Kidd #2 x Kidd #1 | 0.45
60 kV |  | 60L46 - Kidd #2 x Kidd #1 | 0.45
60 kV |  | 60L47 - Atchelitz x Abbotsford | 22.4688
60 kV |  | 60L48 - Atchelitz x Abbotsford | 21.4688
60 kV |  | 60L49 - Vedder x Trans Mountain Oil | 4.275
60 kV |  | 60L51 - Murrin x Dal Grauer | 1.5813
60 kV |  | 60L52 - Murrin x Dal Grauer | 1.6812
60 kV |  | 60L53 - Murrin x Dal Grauer | 1.5625
60 kV |  | 60L54 - Barnard x Petro-Canada Products | 2.6187
60 kV |  | 60L56 - Sperling x University | 5.125
60 kV |  | 60L57 - Sperling x University | 5.55
60 kV |  | 60L58 - Delta x Tsawwassen | 11.225
60 kV |  | 60L59 - Arnott x Tsawwassen | 11.5125
60 kV |  | 60L60 - Newell x New Westminster | 2.575
60 kV |  | 60L61 - Walters x North Vancouver | 1.9187
60 kV |  | 60L62 - Walters x North Vancouver | 2.7687
60 kV |  | 60L63 - North Vancouver x Norgate | 3.3062
60 kV |  | 60L64 - Walters x Capilano | 5.3812
60 kV |  | 60L65 - John Lawson x Cypress | 4.8125
60 kV |  | 60L66 - Capilano x Glenmore | 2.8438
60 kV |  | 60L67 - Newell x Royal | 3.5187
60 kV |  | 60L68 - Cheekye x Squamish | 7.2062
60 kV |  | 60L69 - Squamish x Horseshoe Bay | 28.9937
60 kV |  | 60L70 - Cheekye x Squamish | 7.35
60 kV |  | 60L71 - Ingledow x Annacis | 4.2
60 kV |  | 60L72 - Squamish x Mamquam | 3.0125
60 kV |  | 60L73 - Ingledow x Cloverdale | 26.8625
60 kV |  | 60L74 - Ingledow x Cloverdale | 19.4875
60 kV |  | 60L75 - Shellburn x Chevron Canada | 1.4625
60 kV |  | 60L76 - Horne Payne x Chevron Canada | 3.8
60 kV |  | 60L77 - Royal x New Westminster | 1.9812
60 kV |  | 60L83 - Goward x Sidney | 12.1375
60 kV |  | 60L87 - Goward x Sidney | 14.45
60 kV |  | 60L89 - Cypress x Horseshoe Bay | 3.1625
60 kV |  | 60L90 - Walters x Deep Cove | 3.3375
60 kV |  | 60L91 - Walters x Canadian Oxy Industr. Chemicals | 1.3125
60 kV |  | 60L92 - Walters x Deep Cove | 2.4562
60 kV |  | 60L93 - Atchelitz x Chilliwack | 27.0688
60 kV |  | 60L94 - Atchelitz x Chilliwack | 18.4187
60 kV |  | 60L95 - Wahleach x Hope | 17.875
60 kV |  | 60L97 - Norgate x John Lawson | 2.0438
60 kV |  | 60L99 - Glenmore x Cypress | 5.4938
Lines Included In RTO Pricing | [11 empty] | Lines NOT Included In RTO Pricing
Lines Included For RTO Control | [5 empty] | Lines NOT Included For RTO Control | [5 empty] | Lines NOT Included For RTO Control
Operating | Line # | Line Name | Circuit | Notes | Notes | Operating | Line # | Line Name | Circuit | Notes | Notes | Operating | Line Name | Circuit | Notes | Notes
Voltage |  |  | Miles |  |  | Voltage |  |  | Miles |  |  | Voltage |  | Miles
60 kV |  | 60L128 - Prevost x Lake Cowichan | 19
60 kV |  | 60L129 - Great Central 138 kV x Long Beach | 52.5
60 kV |  | 60L203 - Vernon Terminal x Vernon City | 2.5063
60 kV |  | 60L205 - Vernon Terminal x Woods Lake | 19.5562
60 kV |  | 60L208 - Vernon Terminal x Monte Lake | 43.375
60 kV |  | 60L209 - Salmon Arm x Sicamous | 19.3375
60 kV |  | 60L210 - Monashee x Nakusp | 63.9688
60 kV |  | 60L212 - Highland x Merritt | 23.2312
60 kV |  | 60L223 - Mica x Goldstream Mines | 40.625
60 kV |  | 60L225 - Kootenay Canal x South Slocan | 0.28125
60 kV |  | 60L270 - Invermere x Kimberley | 83.05
60 kV |  | 60L271 - Invermere x Golden | 82.7938
60 kV |  | 60L281 - Elko x Natal | 38.925
60 kV |  | 60L283 - Cranbrook x Kimberley | 23.5375
60 kV |  | 60L284 - Cranbrook x Moyie | 24.9812
60 kV |  | 60L285 - Natal #2 x Sparwood | 2.725
60 kV |  | 60L287 - Elko x Crestbrook Forest Industries | 0
60 kV |  | 60L288 - Natal #2 x Westar Mining | 0.08125
60 kV |  | 60L289 - Elko x Cranbrook | 30.3562
60 kV |  | 60L290 - Elko x Winsor | 2.375
60 kV |  | 60L291 - Natal #2 x Michel | 1.2563
60 kV |  | 60L292 - Natal #2 x Crowsnest | 25.6062
60 kV |  | 60L295 - Steeples x Joseph Creek | 7.3187
60 kV |  | 60L298 - Joseph Creek x Kimberley | 13.4938
60 kV |  | 60L299 - Cranbrook x Joseph Creek | 11.3375
60 kV |  | 60L300 - Soda Creek x Gibralter Wells | 100.0187
60 kV |  | 60L301 - Carquille x Hundred Mile House | 66.425
60 kV |  | 60L302 - Soda Creek x Williams Lake | 14.1438
60 kV |  | 60L303 - Quesnel x Barlow | 8.0687
60 kV |  | 60L305 - Hundred Mile House x Hendrix | 49.2875
60 kV |  | 60L306 - Quesnel x Barlow | 4.4188
60 kV |  | 60L308 - Soda Creek x Hundred Mile House | 77.6562
60 kV |  | 60L309 - Williams Lake x N.W. Energy Core | 4.0625
60 kV |  | 60L327 - Williston x Beaverley | 9.1312
60 kV |  | 60L329 - Plateau Mills x Tachick | 11.65
60 kV |  | 60L330 - Williston x Pineview | 3.8937
60 kV |  | 60L331 - Williston x Patricia | 11.7875
60 kV |  | 60L332 - Williston x Patricia | 10.7688
60 kV |  | 60L336 - Williston x Canreed | 9.5188
60 kV |  | 60L337 - Williston x Upper Fraser | 43.5438
60 kV |  | 60L338 - Williston x Canreed | 10.125
60 kV |  | 60L339 - Williston x Barlow | 66.8375
60 kV |  | 60L340 - Canreed x Northwood | 4.025
60 kV |  | 60L341 - Glenannan x Fraser Lake Sawmills | 31.6875
60 kV |  | 60L344 - Tachick x Canadian Forest Prod | 44.5688
60 kV |  | 60L350 - Williston x Canreed | 13.8063
60 kV |  | 60L351 - Williston x Prince George | 18.9937
60 kV |  | 60L352 - Glenannan x Endako | 5.1625
60 kV |  | 60L354 - Beaverley x Chief Lake | 14.0125
60 kV |  | 60L357 - Beaverley x Patricia | 8.575
60 kV |  | 60L358 - Beaverley x Vanderhoof | 54.95
60 kV |  | 60L380 - Terrace x Lakelse | 12.0687
60 kV |  | 60L383 - Skeena x Terrace | 8.825
60 kV |  | 60L390 - Falls River x Rupert | 35.5187
60 kV |  | 60L391 - Rupert x Oldfield | 6.9437
60 kV |  | 60L392 - Rupert x Port Edward | 7.6562
60 kV |  | 60L393 - Rupert x Oldfield | 6.7375
60 kV |  | 60L394 - Skeena x Kalum | 6.6875
60 kV |  | 60L395 - Rupert Gas Turbine x Rupert | 0.28125
|  | Yearly Total 60 kV | 2282.45

## BPA
|  |  | Lines Included In RTO Pricing | [5 empty] | Transmission Lines Over 46 kV Not Included In RTO West
| Lines Included For RTO Control |  |  |  | Lines NOT Included For RTO Control |  |  |  | For Control and Pricing
Operating | Line Name | Circuit | Notes | Operating | Line Name | Circuit | Notes | Operating | Line Name | Circuit | Notes
Voltage |  | Miles |  | Voltage |  | Miles |  | Voltage |  | Miles
EASTERN INTERTIE |  |  |  |  | NONE |  |  | GENERATION INTEGRATION SEGMENT
500 | Townsend-Garrison | 91.71 | [5 empty] | 116 | Anderson Ranch-Mountain Home
[8 empty] | ?13 | Big Clif-Detroit #1
SOUTHERN INTERTIE | [7 empty] | 69 | Black Canyon-Emmett
500 | Alvey-Dixonville | 57.95 | [5 empty] | 231 | Bonneville #2P.H.-No. Bonneville
500 | Buckley-Summer Lake | 156.96 | [5 empty] | 230 | Bonneville-No. Bonneville #1
500 | Captain Jack-Olinda | 310.627 | [5 empty] | 230 | Bonneville-No. Bonneville #2
500 | Dixonville-Meridian | 163.711 | [5 empty] | 116 | Chandler Tap
500 | Grizzly-Malin | 391.798 | [5 empty] | 230 | Chief Joseph P.H. #1-4
500 | John Day-Grizzly #1 | 88.42 | [5 empty] | 500 | Chief Joseph P.H. #5,6
500 | John Day-Grizzly #2 | 88.4 | [5 empty] | 115 | Cougar-Wilakenzie
[8 empty] | 230 | Detroit P.H. #1,2
231 | Big Eddy-Celilo | 1.515 | [5 empty] | 230 | Detroit-Santiam #1,2
500 | Big Eddy-Celilo #3 | 2.284 | [5 empty] | 116 | Dexter Tap
500 | Big-Eddy-Celilo #4 | 2.011 | [5 empty] | 500 | Dworshak Powerhouse
750 | Celilo-Sylmar | [6 empty] | 116 | Green Peter-Lebanon
500 | John Day-Big Eddy #1 | 18.94 | [5 empty] | 116 | Hills Creek-Oakridge
[8 empty] | 117 | Ice Harbor-Franklin #3
NETWORK | [7 empty] | 500 | John Day P.H. #1-4
116 | Aberdeen Tap | [6 empty] | 231 | Libby P.H. #1,2
116 | Adair Tap | [6 empty] | 500 | Little Goose P.H.
117 | Addy Loop | [6 empty] | 116 | Lookout Point PH-Lookout Pt
231 | Addy-Cusick | [6 empty] | 500 | Lower Granite P.H.
115 | Albany-Burnt Woods | [6 empty] | 500 | Lower Monumental P.H.
115 | Albany-Eugene | [6 empty] | 231 | McNary P.H.-McNary #1,2
115 | Albany-Lebanon | [6 empty] | 231 | McNary P.H.-McNary #3,4
117 | Alderwood Tap | [6 empty] | 231 | McNary P.H.-McNary #5
33 | Almira Tap | [6 empty] | 116 | McNary P.H.-McNary #6
230 | Alvey-Lane | [6 empty] | 116 | The Dalles P.H.-Big Eddy #1
230 | Alvey-Reston | [6 empty] | 230 | The Dalles P.H.-Big Eddy #2-6
116 | Alvey-Springfield | [6 empty] | 500 | WNP 2-Ashe
230 | Anaconda-Silver Bow | [6 empty] | 230 | WNP2-Ashe #2
230 | Ashe Tap
500 | Ashe-Hanford
500 | Ashe-Slatt
231 | Ashe-White Bluffs
116 | Badger Canyon Loop
116 | Badger Canyon-Reata
230 | Bandon-Gold Beach #2
115 | Bandon-Port Orford
115 | Bayshore Tap
230 | Bell-Boundary #1
230 | Bell-Boundary #2
231 | Bell-Boundary #3
115 | Bell-Colville
230 | Bell-Hot Springs
230 | Bellingham-Custer-Blaine
115 | Bell-Trentwood #1
115 | Bell-Trentwood #2
116 | Benton-DOE451B
115 | Benton-FFTF
115 | Benton-Franklin #1
116 | Benton-Franklin #2
116 | Benton-Richland
116 | Benton-Scootney
230 | Big Eddy-Chenoweth #1
230 | Big Eddy-Chenoweth #2
116 | Big Eddy-DeMoss
500 | Big Eddy-Keeler
|  |  | Lines Included In RTO Pricing | [5 empty] | Lines NOT Included In RTO
| Lines Included For RTO Control |  |  |  | Lines NOT Included For RTO Control
Operating | Line Name | Circuit | Notes | Operating | Line Name | Circuit | Notes | Operating | Line Name | Circuit | Notes
Voltage |  | Miles |  | Voltage |  | Miles |  | Voltage |  | Miles
230 | Big Eddy-Maupin
345 | Big Eddy-McLoughlin
230 | Big Eddy-Midway
287 | Big Eddy-Oregon City
287 | Big Eddy-Troutdale
69 | Boardman-Ione
115 | Bonners Ferry-Troy
230 | Bonneville-No. Bonneville #3
115 | Bonneville-No.Bonneville #4
115 | Bonneville-The Dalles
115 | Bonneville-Vancouver #5,6
116 | Box Canyon Tap
500 | Buckley-Summer Lake
115 | Camas Tap
138 | Canal Tap
231 | Canby Tap
116 | Cardwell-Cowlitz
230 | Carlton-McMinnville
230 | Carlton-Tillamook
116 | Carson Tap
231 | Cathlamet-Naselle
69 | Chehalis-Centralia #1
69 | Chehalis-Centralia #2
230 | Chehalis-Covington
115 | Chehalis-Longview
230 | Chehalis-Mayfield
230 | Chehalis-Olympia
115 | Chehalis-Raymond
231 | Chemawa-Salem
116 | Chemawa-Salem #1
117 | Cheney Tap
116 | Chenoweth-Harvey #1,2
230 | Chief Joseph-East Omak #1,2
500 | Chief Joseph-Monroe
500 | Chief Joseph-Sickler
345 | Chief Joseph-Sultan #3,4
69 | Coburg Tap
116 | Columbia Falls-Trego
230 | Columbia-Coulee
115 | Columbia-Ellensburg
116 | Columbia-Valhalla #1
116 | Columbia-Valhalla #2
115 | Colville-Metaline Falls
116 | Colville-Republic
117 | Connell Tap
115 | Cottage Grove-Drain
115 | Cougar-Willakenzie (PARTIALLY INCLUDED)
230 | Covington-Duwamish-Creston
230 | Covington-Grand Coulee
287 | Covington-Columbia #3
345 | Covington-Maple Valley
230 | Covington-Maple Valley #1
33 | Creston-Davenport
69 | Creswell Tap
500 | Custer-Ingledow #1
500 | Custer-Ingledow #2
230 | Custer-Intalco #1,2
117 | Davis Creek Tap
116 | DeMoss-Fossil
117 | Dorena Tap
|  |  | Lines Included In RTO Pricing | [5 empty] | Lines NOT Included In RTO
| Lines Included For RTO Control |  |  |  | Lines NOT Included For RTO Control
Operating | Line Name | Circuit | Notes | Operating | Line Name | Circuit | Notes | Operating | Line Name | Circuit | Notes
Voltage |  | Miles |  | Voltage |  | Miles |  | Voltage |  | Miles
230 | Driscoll-Clatsop
117 | Dworshak P.H.-Orofino
500 | Dworshak-Hot Springs
117 | East Ellensburg Tap
230 | East Omak-Tonasket
117 | Elbe Tap
117 | Eltopia Tap
115 | Eugene-Alvey #1
115 | Eugene-Alvey #2
115 | Eugene-Mapleton
230 | Fairmount-Port Angeles #1
117 | Fairmount-Port Angeles #2
117 | Fairview-Bandon #1
115 | Fairview-Bandon #2
231 | Fairview-Bandon #3
231 | Fairview-Rogue
117 | Fidalgo-Lopez
117 | Filbert Tap
116 | Florence Tap
115 | Forest Grove-McMinnville
116 | Forest Grove-Tillamook
117 | Foster Tap
116 | Four Lakes Tap
117 | Franklin-Badger Canyon
116 | Franklin-Hedges
116 | Franklin-Riverview
115 | Franklin-Walla Walla
117 | Franz Holmes Tap
500 | Garrison-Taft
161 | Goshen-Drummond
115 | Grand Coulee-Bell #1
115 | Grand Coulee-Bell #2
230 | Grand Coulee-Bell #3,4
230 | Grand Coulee-Bell #5
115 | Grand Coulee-Brewster
500 | Grand Coulee-Chief Joseph
230 | Grand Coulee-Chief Joseph #1,2
500 | Grand Coulee-Hanford #1
117 | Grand Coulee-Okanogan #2
500 | Grand Coulee-Raver
115 | Grandview-Richland
115 | Green Bluff Tap
116 | Green Peter-Lebanon (PARTIALLY INCLUDED)
117 | Hanford Tap #2
115 | Hanford-Benton
500 | Hanford-John Day
500 | Hanford-Ostrander
116 | Hatton Tap
500 | Hatwai-Dworshak
138 | Hay Mill Tap
116 | Hedges Tap #2
138 | Heyburn-Haymill
116 | Highlands-Franklin
115 | Holcomb-Naselle
116 | Horn Rapids Tap
231 | Hot Springs-Anaconda
230 | Hot Springs-Anaconda
230 | Hungry Horse-Hot Springs
115 | Hungry Horse-Kalispell
116 | Ice Harbor-Franklin #1&2
|  |  | Lines Included In RTO Pricing | [5 empty] | Lines NOT Included In RTO
| Lines Included For RTO Control |  |  |  | Lines NOT Included For RTO Control
Operating | Line Name | Circuit | Notes | Operating | Line Name | Circuit | Notes | Operating | Line Name | Circuit | Notes
Voltage |  | Miles |  | Voltage |  | Miles |  | Voltage |  | Miles
230 | Driscoll-Clatsop
500 | John Day-Marion
115 | Kalispell-Kerr
116 | Keeler Tap #1
116 | Keeler Tap #2
500 | Keeler-Allston
115 | Keeler-Forest Grove #1
116 | Keeler-Forest Grove #2
117 | Keeler-Pennwalt
231 | Keller Tap
230 | Kelso-Chehalis
230 | Kelso-Longview Loop
115 | Kennewick Tap
116 | Kitsap-Fairmount-Bangor
230 | Lane-Wendson
117 | Lapine-Fort Rock
116 | Latham Tap
117 | Libby (PPL)-Libby
230 | Libby Tap
500 | Little Goose-Lower Granite #1
500 | Little Goose-Lower Granite #2
231 | Longview-Allston #3
115 | Longview-Astoria
230 | Longview-Chehalis #3
115 | Longview-Cowlitz
231 | Longview-Driscoll
116 | Lookout Point-Alvey #1
116 | Lookout Point-Alvey #2
231 | Lost River-Round Valley
500 | Lower Granite-Hatwai
500 | Lower Monumental-Ashe
500 | Lower Monumental-Hanford
500 | Lower Monumental-John Day
500 | Lower Monumental-Little Goose #1
500 | Lower Monumental-Little Goose #2
117 | Lynch Creek Tap
117 | Macks Inn-Madison
231 | Malin-Warner
115 | Mapleton-Reedsport
500 | Marion-Alvey
500 | Marion-Lane
500 | Marion-Santiam
287 | Maupin-Detroit #1
230 | Maupin-Redmond
69 | Maupin-Tygh Valley
117 | McCullough Tap
500 | McNary Loop
117 | McNary-Badger Canyon
230 | McNary-Big Eddy
230 | McNary-Franklin #2
287 | McNary-Maupin #1
287 | McNary-Maupin #2
115 | McNary-Richland
345 | McNary-Ross
230 | McNary-Roundup
287 | McNary-Santiam #,2
115 | Midway-Benton
230 | Midway-Benton #2
230 | Midway-Eagle Lake
230 | Midway-Grand Coulee #1
|  |  | Lines Included In RTO Pricing | [5 empty] | Lines NOT Included In RTO
| Lines Included For RTO Control |  |  |  | Lines NOT Included For RTO Control
Operating | Line Name | Circuit | Notes | Operating | Line Name | Circuit | Notes | Operating | Line Name | Circuit | Notes
Voltage |  | Miles |  | Voltage |  | Miles |  | Voltage |  | Miles
230 | Midway-Grand Coulee #3
115 | Midway-Grandview
115 | Midway-Moxee
13 | Midway-Riverland
230 | Midway-Vantage
69 | Milton Tap
138 | Minidoka P.H.-Unity
33 | Minidoka Project
500 | Monroe-Custer #1
500 | Monroe-Custer #2
345 | Monroe-Sammamish
230 | Monroe-Snohomish #1,2
500 | Monroe-Snoking
230 | Mossy Rock-Chehalis
115 | Moxee-Ellensburg
115 | Moxee-Roza
231 | Mt. Vernon Tap
116 | Naselle-Long Beach #1
116 | Naselle-Long Beach #2
231 | Newberg-Carlton-Sherwood
115 | Newport-Sandpoint
230 | No. Bonneville-Midway #1
230 | No. Bonneville-Midway #2
230 | No. Bonneville-Ross #1
230 | No. Bonneville-Ross #2
230 | No. Bonneville-Troutdale #1,2
231 | Noxon-Conkelley
116 | Oakridge-Lookout Point
116 | Olympia-Aberdeen
230 | Olympia-Aberdeen #2
231 | Olympia-Aberdeen #3
115 | Olympia-Cosmopolis
231 | Olympia-Fairmount #1,4
287 | Olympia-Grand Coulee
230 | Olympia-Kitsap #3
115 | Olympia-Shelton #1
115 | Olympia-Shelton #2
230 | Olympia-White River-Covington
115 | Oregon City-Chemawa #1
115 | Oregon City-Chemawa #2
500 | Oregon City-Marion
230 | Oregon Cty-Chemawa #3
500 | Ostrander-McLoughlin
500 | Ostrander-Troutdale
116 | Palisades-Goshen #1
116 | Palisades-Goshen #2
500 | Paul-Allston #1
500 | Paul-Allston #2
500 | Paul-Olympia
231 | Ponderosa-Pilot Butte
116 | Port Angeles-Sappho
116 | Port Orford-Gold Beach
117 | Priest River Tap
116 | Prosser Tap
117 | Rainbow Valley Tap
117 | Ralston Tap to WWP
500 | Raver-Covington #1
500 | Raver-Covington #2
500 | Raver-Monroe
500 | Raver-Paul
|  |  | Lines Included In RTO Pricing | [5 empty] | Lines NOT Included In RTO
| Lines Included For RTO Control |  |  |  | Lines NOT Included For RTO Control
Operating | Line Name | Circuit | Notes | Operating | Line Name | Circuit | Notes | Operating | Line Name | Circuit | Notes
Voltage |  | Miles |  | Voltage |  | Miles |  | Voltage |  | Miles
116 | Raymond-Cosmopolis
69 | Raymond-Tide Flats
116 | Raymond-Willapa River
116 | Redmond-Burns-Harney
230 | Redmond-Yamsey
115 | Reedsport-Fairview
230 | Reston-Fairview #1
230 | Reston-Fairview #2
287 | Rocky Reach-Columbia
345 | Rocky Reach-Maple Valley
138 | Roe's Corner Tap
115 | Ross-Alcoa #1,2
231 | Ross-Alcoa #3,4
?115 | Ross-Alcoa #3,4
115 | Ross-Carborundum
230 | Ross-Kelso
230 | Ross-St. Johns #1,2
115 | Ross-Vancouver Shipyard
230 | Roundup-La Grande
500 | Sacajawea Tap
117 | Sacheen-Albeni Falls
115 | Salem-Albany #1
115 | Salem-Albany #2
115 | Salem-Alumina Tap
115 | Salem-Tillamook
345 | Sammamish-Maple Valley
?2376 | San Juan Is. Service
231 | Sandpoint-Bonners Ferry
115 | Sandpoint-Bonners Ferry
230 | Santiam-Albany
230 | Santiam-Alvey #1
287 | Santiam-Alvey #2
230 | Santiam-Chemawa
231 | Santiam-Toledo
500 | Satsop-Paul
117 | Schrag Tap
116 | Scooteney-Eagle Lake
231 | Sedro Wooley Tap
115 | Shelton-Fairmount #1
116 | Shelton-Fairmount #2
230 | Shelton-Kitsap #4
115 | Shelton-Kitsap-Bremerton
500 | Sickler-Raver #1
231 | Sifton Loop
116 | Sifton-Fishers Road
69 | Silver Creek-Leonard Road
69 | Silver Creek-Morton
500 | Slatt-Marion
230 | Snohomish-Beverly Park
115 | Snohomish-Beverly Park #1
115 | Snohomish-Beverly Park #2
116 | Snohomish-Beverly Park #3,4
230 | Snohomish-Bothel #1
231 | Snohomish-Bothel #2
230 | Snohomish-Murray-Bellingham
230 | South Tacoma Tap #1
231 | South Tacoma Tap #2
116 | Spearfish Tap
115 | Spirit Lake-Athol
230 | St. Johns-Keeler
|  |  | Lines Included In RTO Pricing | [5 empty] | Lines NOT Included In RTO
| Lines Included For RTO Control |  |  |  | Lines NOT Included For RTO Control
Operating | Line Name | Circuit | Notes | Operating | Line Name | Circuit | Notes | Operating | Line Name | Circuit | Notes
Voltage |  | Miles |  | Voltage |  | Miles |  | Voltage |  | Miles
117 | St.Johns-Longview
115 | St.Johns-Oregon City #1,2
115 | St.Johns-Oregon City #2
345 | Sultan-Snohomish
117 | Sun Harbor Tap
117 | Swan Valley-Teton
287 | Tacoma-Covington 3 4
500 | Tacoma-Raver
500 | Taft-Bell
116 | Tahkenitch-Gardiner
117 | Targhee Tap
117 | Taylor Flats Tap
115 | The Dalles-Goldendale
116 | Timber Tap
230 | Toledo-Wendson
115 | Trentwood-Valley Way
231 | Trojan-Allston #1,2
117 | Underwood Tap
138 | Unity-Heyburn
138 | Unity-West Burley
500 | Vantage-Raver #1
116 | Vera Tap
115 | Wagner Lake Tap
115 | Walla Walla-Lewiston
116 | Walla Walla-Milton Freewater
69 | Walla Walla-Pendleton
116 | Walnut City Tap
230 | Wendson-Tahkenitch
116 | Westport-Cathlamet
116 | White Bluffs Loop
230 | White Bluffs-451B
116 | White Bluffs-Horn Rapids
116 | Winthrop Tap
Total of All Segments
Line# |  | Circuit
Totals | Line Name | Miles |  |  |  |  | Notes
1000 kV |  | 264.43
500 kV |  | 4520.91
345 kV |  | 569.76
287 kV |  | 227.36
230 kV |  | 5371.67
161 kV |  | 46.45
138 kV |  | 50.13
115 kV |  | 3719.54
69 kV |  | 345.91
34.5 kV |  | 102.25
Total |  | 15218.41
|  |  | Substation Transformers Included In RTO Pricing | [5 empty] | Substation Transformers NOT Included In RTO
| Substations Transformers Included for RTO Control |  |  |  | Substations Transformers NOT Included for RTO Control
Voltage | Transmission Tranformer | Notes |  | Voltage | Transmission Tranformer | Notes |  | Voltage | Transmission Tranformer | Notes
| Name of Substation |  |  |  | Name of Substation |  |  |  | Name of Substation
Generation Integration
[8 empty] | 309 | Albeni Falls
[8 empty] | 103 | Ashe
Eastern Intertie |  |  |  |  | NONE |  |  | 233 | Big Eddy
439 | Garrison | [6 empty] | 109 | Chief Joseph
[8 empty] | 220 | Cougar
Southern Intertie | [7 empty] | 224 | Detroit
220 | Alvey | [6 empty] | 318 | Dworshak
233 | Bakeoven | [6 empty] | 222 | Foster
228 | Buckley | [6 empty] | 111 | Franklin
218 | Captain Jack | [6 empty] | 222 | Green Peter
109 | Chief Joseph | [6 empty] | 103 | Hanford #2 Construction
210 | Dixonville | [6 empty] | 220 | Hills Creek
219 | Fort Rock Caps. | [6 empty] | 228 | John Day
216 | Grizzly | [6 empty] | 427 | Libby
228 | John Day | [6 empty] | 138 | Little Goose
218 | Malin | [6 empty] | 220 | Lookout Point
215 | Meridian | [6 empty] | 112 | Lower Granite
209 | Sand Springs Caps. | [6 empty] | 136 | Lower Monumental
219 | Summer Lake | [6 empty] | 230 | McNary
219 | Sycan Cap. Stn. | [6 empty] | 320 | Mountain Home
[8 empty] | 130 | North Bonneville
[8 empty] | 220 | Oakridge
[8 empty] | 136 | Sacajewea
233 | Big Eddy | [6 empty] | 222 | Santiam
233 | Celilo
228 | John Day
Network
114 | Aberdeen
202 | Adair
133 | Addy (PARTIALLY INCLUDED)
222 | Albany (PARTIALLY INCLUDED)
309 | Albeni Falls (PARTIALLY INCLUDED)
106 | Alcoa (PARTIALLY INCLUDED)
205 | Allston
220 | Alvey
412 | Anaconda
103 | Angus
103 | Ashe (PARTIALLY INCLUDED)
103 | Badger Canyon
206 | Bandon (PARTIALLY INCLUDED)
123 | Belfair
132 | Bell (PARTIALLY INCLUDED)
137 | Bellingham
103 | Benton
233 | Big Eddy (PARTIALLY INCLUDED)
225 | Boardman
311 | Bonners Ferry (PARTIALLY INCLUDED)
126 | Boundary
316 | Bridge
227 | Brush College
228 | Buckley
316 | Burley
525 | Canby
108 | Cardwell
236 | Carlton
525 | Cedarville Junction
121 | Centralia
121 | Chehalis
|  |  | Substation Transformers Included In RTO Pricing | [5 empty] | Substation Transformers NOT Included In RTO
| Substations Transformers Included for RTO Control |  |  |  | Substations Transformers NOT Included for RTO Control
Voltage | Transmission Tranformer | Notes |  | Voltage | Transmission Tranformer | Notes |  | Voltage | Transmission Tranformer | Notes
| Name of Substation |  |  |  | Name of Substation |  |  |  | Name of Substation
224 | Chemawa
233 | Chenoweth
109 | Chief Joseph (PARTIALLY INCLUDED)
204 | Clatsop
109 | Columbia
415 | Columbia Falls
133 | Colville
415 | Conkelley (PARTIALLY INCLUDED)
114 | Cosmopolis
117 | Covington
108 | Cowlitz (PARTIALLY INCLUDED)
126 | Cusick
137 | Custer
228 | Demoss
210 | Drain (PARTIALLY INCLUDED)
204 | Driscoll
322 | Drummond
318 | Dworshak (PARTIALLY INCLUDED)
124 | East Omak
117 | Echo Lake
119 | Ellensburg
114 | Elma
220 | Eugene
116 | Fairmount
206 | Fairview
129 | Fidalgo
415 | Flathead
220 | Florence (PARTIALLY INCLUDED)
234 | Forest Grove (PARTIALLY INCLUDED)
235 | Fossil
109 | Foster Creek
111 | Franklin (PARTIALLY INCLUDED)
230 | Freewater (PARTIALLY INCLUDED)
439 | Garrison
208 | Gold Beach
120 | Goldendale
124 | Goose Lake
306 | Goshen
139 | Grandview (PARTIALLY INCLUDED)
103 | Hanford (PARTIALLY INCLUDED)
105 | Happy Valley
213 | Harney
230 | Hat Rock
335 | Hatwai
132 | Hayford
334 | Heyburn
103 | Highlands
125 | Holcomb
214 | Hood River
103 | Horse Heaven
445 | Hot Springs
137 | Intalco (PARTIALLY INCLUDED)
228 | John Day (PARTIALLY INCLUDED)
415 | Kalispell
234 | Keeler
103 | Kennewick
424 | Kerr
118 | Kitsap
231 | La Grande
|  |  | Substation Transformers Included In RTO Pricing | [5 empty] | Substation Transformers NOT Included In RTO
| Substations Transformers Included for RTO Control |  |  |  | Substations Transformers NOT Included for RTO Control
Voltage | Transmission Tranformer | Notes |  | Voltage | Transmission Tranformer | Notes |  | Voltage | Transmission Tranformer | Notes
| Name of Substation |  |  |  | Name of Substation |  |  |  | Name of Substation
220 | Lane
209 | Lapine
222 | Lebanon
103 | Ledbeder
111 | Levey
108 | Lexington
427 | Libby (PARTIALLY INCLUDED)
138 | Little Goose (PARTIALLY INCLUDED)
124 | Lone Pine
108 | Longview (PARTIALLY INCLUDED)
210 | Lookingglass
220 | Lookout Point (PARTIALLY INCLUDED)
128 | Lopez Island (PARTIALLY INCLUDED)
312 | Lost River
112 | Lower Granite (PARTIALLY INCLUDED)
136 | Lower Monumental (PARTIALLY INCLUDED)
416 | Madison
218 | Malin
117 | Maple Valley
224 | Marion
220 | Martin Creek
123 | Mason
233 | Maupin
203 | McLoughlin
236 | McMinnville (PARTIALLY INCLUDED)
230 | McNary (PARTIALLY INCLUDED)
126 | Metaline Falls
103 | Midway
131 | Monroe
121 | Morton
139 | Moxee
131 | Murray
125 | Naselle
124 | Nespelem
206 | No. Brooking
120 | No. John Day Caps.
130 | North Bonneville (PARTIALLY INCLUDED)
134 | Olympia
234 | Oregon City
203 | Ostrander
439 | Ovando
220 | Parker
121 | Paul C.W.
121 | Pe Eell
203 | Pearl 500 kV
230 | Pendleton (PARTIALLY INCLUDED)
112 | Pomeroy (PARTIALLY INCLUDED)
207 | Ponderosa
105 | Port Angeles
113 | Potholes
117 | Raver
125 | Raymond (PARTIALLY INCLUDED)
103 | Reata
209 | Redmond
210 | Reedsport (PARTIALLY INCLUDED)
210 | Reston
103 | Richland
109 | Rocky Reach
208 | Rogue
106 | Ross
|  |  | Substation Transformers Included In RTO Pricing | [5 empty] | Substation Transformers NOT Included In RTO
| Substations Transformers Included for RTO Control |  |  |  | Substations Transformers NOT Included for RTO Control
Voltage | Transmission Tranformer | Notes |  | Voltage | Transmission Tranformer | Notes |  | Voltage | Transmission Tranformer | Notes
| Name of Substation |  |  |  | Name of Substation |  |  |  | Name of Substation
319 | Round Valley
230 | Roundup
136 | Sacajewea (PARTIALLY INCLUDED)
126 | Sacheen (PARTIALLY INCLUDED)
227 | Salem
309 | Sandpoint (PARTIALLY INCLUDED)
222 | Santiam (PARTIALLY INCLUDED)
105 | Sappho
114 | Satsop
119 | Schultz
123 | Shelton
109 | Sickler
106 | Sifton
447 | Silver Bow
121 | Silver Creek
211 | Slatt
131 | Snohomish
131 | Snoking
114 | South Elma
127 | South Tacoma
319 | Spar Canyon
120 | Spearfish
132 | Springhill
226 | St. Johns
103 | Stevens Drive
219 | Summer Lake
310 | Swan Valley (PARTIALLY INCLUDED)
127 | Tacoma (PARTIALLY INCLUDED)
431 | Taft
210 | Tahkenitch
341 | Targhee
620 | Teton
103 | Thayer Drive
233 | The Dalles (PARTIALLY INCLUDED)
229 | Tillamook (PARTIALLY INCLUDED)
612 | Tincup-Lower Valley
221 | Toledo
427 | Trego (PARTIALLY INCLUDED)
132 | Trentwood (PARTIALLY INCLUDED)
226 | Troutdale (PARTIALLY INCLUDED)
126 | USK
104 | Valhalla (PARTIALLY INCLUDED)
113 | Vantage
136 | Walla Walla (PARTIALLY INCLUDED)
525 | Warner
204 | Wauna
220 | Wendson
316 | West Burley
310 | Westside
103 | White Bluffs
202 | Wren
329 | Brinckens Corner
34.5 kV Facilities in Network
220 | Alvey
316 | Bridge
415 | Columbia Falls
415 | Columbia Falls
316 | East Hills (PARTIALLY INCLUDED)
220 | Eugene
415 | Flathead
|  |  | Substation Transformers Included In RTO Pricing | [5 empty] | Substation Transformers NOT Included In RTO
| Substations Transformers Included for RTO Control |  |  |  | Substations Transformers NOT Included for RTO Control
Voltage | Transmission Tranformer | Notes |  | Voltage | Transmission Tranformer | Notes |  | Voltage | Transmission Tranformer | Notes
| Name of Substation |  |  |  | Name of Substation |  |  |  | Name of Substation
139 | Grandview
415 | Kalispell
415 | Kalispell
220 | Mapleton (PARTIALLY INCLUDED)
309 | Potlach (PARTIALLY INCLUDED)
111 | Scooteney
139 | Alfalfa
138 | Clarkston
122 | Creston
220 | Dorena
316 | Idahome
122 | Irby
220 | Junction City
110 | Keller
122 | Odessa
309 | Priest River
110 | Republic
234 | Timber
122 | Wagner Lake
205 | Warren
206 | Bandon
132 | Deer Park (PARTIALLY INCLUDED)
101 | Ritzville (PARTIALLY INCLUDED)
Note on B150: JAL0034: underground submarine cable

## IPC
IDAHO POWER COMPANY
Lines Included In RTO Pricing |  |  | Lines Included In RTO Pricing
Lines Included For RTO Control |  |  | Lines NOT Included For RTO Control
Operating | Line Name | Circuit | Operating | Line Name | Circuit | Operating | Line Name | Circuit
Voltage |  | Miles | Voltage |  | Miles | Voltage |  | Miles
115 kV | Hines-Harney | 3.41 | 46 kV | American Falls-Aberdeen | 26.59 | 138 kV | Adelaide-Paul-Hunt | 98.72
|  |  |  | American Falls-Fremont | 25.82 |  | Caldwell-Nampa | 10.8
138 kV | American Falls-Adelaide 1 | 42.04 |  | Pocatello-Inkom Jct. | 13.32 |  | Upper Salmon-Mtn. Home Jct. | 59
| Caldwell-Ontario | 30.6 |  | Clear Lake Tap | 1 |  | Upper Salmon A-Cliff | 30.94
| Minidoka Loop | 3.08 |  | Filer Jct-Amsterdam | 24.47 |  | Eastgate-Russet | 2.12
| Ontario-Quartz | 73.61 |  | Hagerman-Thousand Springs | 10.42 |  | Brady-Fremont-Terry-Kinport | 51.71
| American Falls-Adelaide 2 | 41.82 |  | Hagerman-Shoshone | 27.01 |  | Mtn. Home Jct.-King | 46.2
| American Falls-Brady | 0.38 |  | Pocatello-Blackfoot | 30.19 |  | Boise Bench-Emmett-Ontario | 64.26
| Quartz-West John Day | 67.45 |  | Shoshone-Dietrich | 12.53 |  | Mtn Home AFB Tap | 6.23
| Adelaide-Hunt | 30.36 |  | Milner-North Side Pump A | 4.77 |  | Don-Blackfoot-Goshen | 51.32
| Boise Bench-Mtn. Home Jct. | 48.47 |  | Shoshone Falls-Twin Falls | 51.69 |  | Mora-Bowmont | 16.2
| Mtn. Home Jct.-Upper Salmon | 49.3 |  | Bowmont-Ferry | 17.09 |  | Duffin-Clawson | 6.28
| Upper Salmon-Wells | 125.7 |  | Dale-Thousand Springs | 3.94 |  | US12(A)-US34(B)-King | 6.05
| Total 138 kV | 512.81 |  | Pingree-Rockford | 8.02 |  | King-Wood River | 73.98
|  |  |  | Alameda-Pocatello | 10.89 |  | Boise Bench-Grove-Ustick | 10.48
161 kV | Goshen-State Line | 90.44 |  | Eden-Wilson Butte | 29.55 |  | Sinker Creek Tap | 2.8
|  |  |  | Pocatello Jct-Halliday Jct | 3.96 |  | MORA-CDAL-USTK-DYCK | 25.07
230 kV | Quartz-LaGrande | 46.42 |  | Blackfoot-Aiken | 45.97 |  | Fossil Gulch Tap | 2.08
| Midpoint-Hunt | 17.83 |  | Pingree-Sterling | 25.05 |  | Midpoint-Silver-Wood River | 71.27
| Brady-Antelope | 56.49 |  | American Falls-Michaud | 0.45 |  | Oxbow-McCall | 40.34
| Brady-Treasureton Tie | 0.11 |  | Shoshone Falls-Shoshone | 63.33 |  | Lowell Jct-Nampa | 6.6
| Kinport-Brady 1&2 | 36.22 |  | Upper Malad-Hagerman | 0.76 |  | Hunt-Eden-Milner | 19.62
| Bridger-Pt of Rocks | 1.4 |  |  |  |  | Strike-Bruneau Bridge | 13.51
| Brownlee-Paddock (new line) | 51.86 | 69 kV | Boi Cscd Emmett-Boi Cscd TP | 1.56 |  | American Falls TS-Kramer | 18.42
| Bridger-Pt of Rocks | 2.78 |  | Cloverdale-Nampa | 20.79 |  | Boise Bench-Cloverdale | 11.32
| Boise Bench-Caldwell | 38.21 |  | Cloverdale Jct-McCall | 37.14 |  | Midpoint-Hydra-Twin Falls | 22.88
| Brownlee-Hells Canyon | 38.85 |  | Emmett-Ontario | 36.71 |  | Twin Falls-Russet Tap | 1.73
| Boise Bench-Midpoint 1 | 109.33 |  | Eagle-Lansing | 24.34 |  | Eastgate Tap-Eastgate | 7.39
| Brownlee-Quartz Jct. | 43.17 |  | Quartz-Weiser | 58.1 |  | Boise Bench-Mora | 13.28
| Brownlee-Boise Bench 1&2 | 200.18 |  | Elmore-Boise Bench | 71.02 |  | Simplot Tap | 0.54
| Paddock-Ontario | 20.92 |  | Parma-Caldwell | 39.23 |  | Gary-Eagle | 6.54
| Oxbow-Brownlee | 10.44 |  | Nyssa Pumping Plant Tap | 3.01 |  | Locust-Blackcat | 7.01
| Boise Bench-Midpoint 2 | 105.36 |  | Ontario-Weiser | 17.05 |  | Kinport-Don #1, #2 | 2.7
| Oxbow-Pallette Jct. | 20.14 |  | Halfway-Pine Creek | 20.72 |  | Twin Falls Plant Tap | 1.03
| Pallette Jct.-Imnaha | 24.57 |  | Gem-Caldwell | 14.72 |  | Amer. Falls PP-Amer. Falls TS | 0.43
| Imnaha-Divide | 20.23 |  | Thousand Springs-Mtn City | 102.41 |  | Lower Salmon-King | 0.25
| Hells Canyon-Pallette Jct. | 8.27 |  | Nyssa-Vale | 15.52 |  | CJ Strike-Strike Jct | 8.79
| Brownlee-Boise Bench 3&4 | 205.12 |  | Vale-Drewsey | 71.6 |  | Strike Jct-Elmore-Mtn Home Jct | 26.62
| Boise Bench-Midpoint 3 | 106.65 |  | Boise Bench-Boise Jct | 7.28 |  | Strike Jct-Bowmont-Caldwell | 68.86
| Pallette Jct.-Enterprise | 29.62 |  | Boise Bench-Roosevelt Jct | 6.88 |  | Lucky Peak-Lucky Peak Jct | 9.02
| Borah-Brady 2 | 4.02 |  | Weiser-Cambridge | 33.73 |  | Bliss-King | 10.86
| Borah-Brady 1 | 3.96 |  | Gem-Jordan Valley | 59.94 |  | Milner-Milner PP | 1.36
| Dalreed-Boardman | 1.67 |  | McCall-Cambridge | 53.82 |  | Swan Falls Tap | 1
| Total 230 kV | 1203.82 |  | Homedale Jct-Homedale | 8.5 |  | Hunt-Cliff, Paul Tap | 16.02
|  |  |  | Bannock-Salmon | 69.31
345 kV | Bridger-Goshen | 225.88 |  | Ontario-Vale | 18.43
| State Line-Midpoint (HBLT line) | 76.15 |  | Vale-Unity | 65.69
| Kinport-Borah | 27.3 |  | Boise Bench-Wyee | 7.03
| Midpoint-Borah | 85.44 |  | Elmore-Mtn Home AFB | 13.99
| Midpoint-Borah 1 | 79.55 |  | Pine Creek-Pallette | 25.54
| Midpoint-Borah 2 | 77.97 |  | Drewsey-Sandhill | 30.09
| Adelaide Tap | 3.6 |  | Nampa-Gem | 24.15
| Total 345 kV | 575.89 |  | Bowmont-Map Rock | 15.91
|  |  |  | Horseshoe Bend Tap | 10.25
500 kV | Boardman-Slatt | 1.78 |  | Caldwell-Homedale | 17.87
|  |  |  | Milner Loop | 64.57
|  |  |  | Mountain Home-Canyon Creek | 33.69
|  |  |  | Boise Jct-State | 2.21
|  |  |  | Emmett-Warm Lake | 84.3
|  |  |  | Salmon-Blackbird | 30.86
|  |  |  | Quartz-Baker | 4.86
|  |  |  | Cascade PP Tap | 1.09
|  |  |  | Pine Creek-Big Bar | 22.38
Idaho Power has included no distribution lines (<46 kV) in the RTO for either pricing or control.

## MPC
MONTANA POWER COMPANY
Lines Included In RTO Pricing
Lines Included For RTO Control |  |  |  | Lines NOT Included For RTO Control
Operating | Line Name | Line Name | Circuit | Operating | Line Name | Line Name | Circuit
Voltage |  |  | Mile | Voltage |  |  | Mile
500-kV | Colstrip Switchyard | Broadview Switchyard | 112.7 | 230-kV | Shorey Road | Base Line | 4.6
500-kV | Colstrip Switchyard | Broadview Switchyard | 115.9 | TOTAL |  |  | 4.6
500-kV | Broadview Switchyard | Garrison | 224.7
500-kV | Broadview Switchyard | Garrison | 224.7 | 161-kV | Anaconda Mill Creek | ASiMI | 14.1
TOTAL* |  |  | 678 | 161-kV | Anaconda Mill Creek | ASiMI | 13.9
|  |  |  | 161-kV | Anaconda Mill Creek | Rattlesnake | 92.8
230-kV | Anaconda Mill Creek | Anaconda BPA | 0.4 | 161-kV | Anaconda Mill Creek | Bonner | 86.9
230-kV | Anaconda Mill Creek | Garrison | 31.3 | 161-kV | South Butte | ASiMI | 12.4
230-kV | Anaconda Mill Creek | Antelope | 124.4 | 161-kV | South Butte | ASiMI | 12
230-kV | Anaconda Mill Creek | Wilsall | 113 | 161-kV | South Butte | Clyde Park | 96.2
230-kV | Great Falls 230 KV Switchyard | Broadview Switchyard | 163.4 | 161-kV | Dillon-Salmon | Ennis Auto | 60.7
230-kV | GT Falls 230 kV SwitchYard | Ovando | 109.1 | 161-kV | Rainbow Switchyard | Assiniboine-Havre | 93.7
230-kV | Billings Steam Plant Switchyard | South Huntley | 16 | 161-kV | Billings Rimrock | Alkali Creek | 6.7
230-kV | Billings Steam Plant Switchyard | Broadview Switchyard | 24 | 161-kV | Columbus-Rapelje Auto | Alkali Creek | 32.7
230-kV | Billings Steam Plant Switchyard | Alkali Creek | 8.8 | 161-kV | Columbus-Rapelje Auto | Clyde Park | 63.4
230-kV | Billings Steam Plant Switchyard | Yellowtail | 45.5 | 161-kV | Clyde Park | Bozeman East Gallatin Auto | 27.5
230-kV | Colstrip Switchyard | Hardin Auto | 50.3 | 161-kV | Clyde Park | Bozeman East Gallatin Auto | 27.5
230-kV | Shorey Road | Alkali Creek | 6.6 | 161-kV | Clyde Park | Wilsall | 12
230-kV | Shorey Road | Wilsall | 96.5 | 161-kV | Bozeman East Gallatin Auto | Jack Rabbit Auto | 11
230-kV | South Huntley | Crossover | 26.2 | 161-kV | Jack Rabbit Auto | Bradley Creek | 27.8
230-kV | Crossover | Hardin Auto | 4.4 | 161-kV | Ennis Auto | Bradley Creek | 14.5
230-kV | Broadview Switchyard | Alkali Creek | 18.4 | 161-kV | Rattlesnake | Kerr Switchyard | 56.1
230-kV | Ovando | Hot Springs | 89.7 | 161-kV | Rattlesnake | Kerr Switchyard | 57
230-kV | Ovando | Garrison | 32.6 | 161-kV | Rattlesnake | Bonner | 6.4
TOTAL |  |  | 2088 | 161-kV | Rattlesnake | Missoula Reserve St | 6.9
|  |  |  | 161-kV | Missoula Miller Creek | Bonner | 15.3
161-kV | Anaconda Mill Creek | Dillon-Salmon | 63.9 | 161-kV | Missoula Miller Creek | Missoula Reserve St | 6.4
161-kV | Dillon-Salmon | Big Grassy | 62 | 161-kV | Clyde Park | Emigrant | 40
TOTAL |  |  | 125.9 | 161-kV | Missoula Miller Creek | Hamilton Heights | 40.3
|  |  |  | 161-kV | Missoula Miller Creek | Hamilton Heights | 40.3
|  |  |  | TOTAL |  |  | 1074.5
|  |  |  | 115 kV | GT Falls 230 kV SwitchYard | Conrad | 54.9
|  |  |  | 115 kV | Colstrip Switchyard | Nichols Pump | 29
|  |  |  | 115 kV | Colstrip Switchyard | Hardin Auto | 50.7
|  |  |  | 115 kV | Kerr SwitchYard | Thompson Falls | 56.8
|  |  |  | 115 kV | Kerr SwitchYard | Thompson Falls | 54.8
|  |  |  | 115 kV | Thompson Falls | Burke | 22.9
|  |  |  | 115 kV | Thompson Falls | Burke | 39.7
|  |  |  | 115 kV | Conrad Auto | Conrad | 2
|  |  |  | 115 kV | Conrad Auto | South Cut Bank | 38.5
|  |  |  | 115 kV | Colstrip Switchyard | Colstrip 1&2 Startup | 0.5
|  |  |  | 115 kV | Colstrip Switchyard | Colstrip 3&4 Startup | 0.5
|  |  |  | TOTAL |  |  | 349.3
|  |  |  | 100 kV | Anaconda Mill Creek | Pacific St | 18.6
|  |  |  | 100 kV | Anaconda Mill Creek | Butte Montana St | 52.1
|  |  |  | 100 kV | Drummond City | Holter | 80
|  |  |  | 100 kV | Drummond City | Missoula City Sub | 48.1
|  |  |  | 100 kV | Butte Corra | Pacific St | 0.9
|  |  |  | 100 kV | Butte Corra | Butte Montana St | 3.8
|  |  |  | 100 kV | Butte Corra | Butte Barge Pump | 2.7
|  |  |  | 100 kV | Butte Corra | East Helena Switchyard | 52.8
|  |  |  | 100 kV | Butte Concentrator | South Butte | 8.9
|  |  |  | 100 kV | Butte Concentrator | South Butte | 7.4
|  |  |  | 100 kV | Butte Montana ST | South Butte | 7.6
|  |  |  | 100 kV | South Butte | Renova Auto | 18.6
|  |  |  | 100 kV | Renova Auto | Bradley Creek | 30.8
|  |  |  | 100 kV | Butte Barge Pump | East Helena Switchyard | 39
|  |  |  | 100 kV | Great Falls 230 KV Switchyard | Rainbow Switchyard | 1.3
|  |  |  | 100 kV | Great Falls 230 KV Switchyard | Rainbow Switchyard | 1.9
|  |  |  | 100 kV | Great Falls 230 KV Switchyard | Great Falls Eastside | 5.1
|  |  |  | 100 kV | Great Falls 230 KV Switchyard | Great Falls Southside | 9.7
|  |  |  | 100 kV | Great Falls 230 KV Switchyard | Great Falls Riverview | 2.7
|  |  |  | 100 kV | Rainbow Switchyard | Great Falls Northeast | 2.1
|  |  |  | 100 kV | Rainbow Switchyard | Two Dot | 103.9
|  |  |  | 100 kV | Rainbow Switchyard | Stanford Auto | 59.1
|  |  |  | 100 kV | Great Falls Northwest | Great Falls Southwest | 4.8
|  |  |  | 100 kV | Great Falls Northwest | Great Falls Riverview | 4.4
|  |  |  | 100 kV | Great Falls Northwest | Holter | 53.9
|  |  |  | 100 kV | Great Falls Southwest | Great Falls Southside | 4.2
|  |  |  | 100 kV | Great Falls Southside | Great Falls Northeast | 5.2
|  |  |  | 100 kV | Great Falls Eastside | East Helena Switchyard | 72.6
|  |  |  | 100 kV | Great Falls Southside | East Helena Switchyard | 73.4
|  |  |  | 100 kV | Billings Steam Plant Switchyard | Billings 8th St | 4.6
|  |  |  | 100 kV | Billings Steam Plant Switchyard | Billings City | 1.4
|  |  |  | 100 kV | Billings 8th St | Billings City | 2.5
|  |  |  | 100 kV | Billings 8th St | Billings Bellrock | 3.1
|  |  |  | 100 kV | Painted Robe | Broadview Switchyard | 12.9
|  |  |  | 100 kV | Painted Robe | Harlowton | 47.3
|  |  |  | 100 kV | Billings Meridian | Billings Bellrock | 2.5
|  |  |  | 100 kV | Billings Meridian | Base Line | 4.7
|  |  |  | 100 kV | Broadview Switchyard | Harlowton | 55.6
|  |  |  | 100 kV | Harlowton | Two Dot | 12.6
|  |  |  | 100 kV | Harlowton | Judith Gap Auto | 30.4
|  |  |  | 100 kV | Two Dot | Loweth Auto | 33.5
|  |  |  | 100 kV | Benchland | Stanford Auto | 9.7
|  |  |  | 100 kV | Benchland | Glengarry | 26.1
|  |  |  | 100 kV | Benchland | Judith Gap Auto | 31.1
|  |  |  | 100 kV | Glengarry | Judith Gap Auto | 35.4
|  |  |  | 100 kV | Trident Auto | Three Rivers | 1.7
|  |  |  | 100 kV | Trident Auto | Three Forks South | 6.1
|  |  |  | 100 kV | Trident Auto | Broadwater | 15
|  |  |  | 100 kV | Three Rivers | Loweth Auto | 59.9
|  |  |  | 100 kV | Bradley Creek | Three Forks South | 28.9
|  |  |  | 100 kV | East Helena Switchyard | Holter | 36.9
|  |  |  | 100 kV | East Helena Switchyard | Broadwater | 46.4
|  |  |  | 100 kV | Rattlesnake | Missoula City Sub | 3.8
|  |  |  | 100 kV | Rattlesnake | Waldorf | 12.2
|  |  |  | 100 kV | Rattlesnake | Missoula Industrial Sub | 4.3
|  |  |  | 100 kV | Missoula City Sub | Missoula Reserve St | 3.9
|  |  |  | 100 kV | Missoula City Sub | Missoula Russell St | 2
|  |  |  | 100 kV | Missoula Reserve St | Waldorf | 9
|  |  |  | 100 kV | Waldorf | St Regis | 59.9
|  |  |  | 100 kV | St Regis | Saltese | 26
|  |  |  | 100 kV | Missoula Russell St | Missoula Industrial Sub | 2.9
|  |  |  | 100 kV | Billings Rimrock | Billings Steam Plant Switchyard | 2
|  |  |  | 100 kV | Billings Rimrock | Billings Continental Oil Co. | 1.8
|  |  |  | 100 kV | Billings Rimrock | Billings Eastside | 0.6
|  |  |  | 100 kV | Billings Steam Plant Switchyard | Billings Continental Oil Co. | 0.6
|  |  |  | 100 kV | Billings Steam Plant Switchyard | Billings Eastside | 1.5
|  |  |  | 100 kV | Missoula Russell St | Missoula Miller Creek | 6.9
|  |  |  | 100 kV | Billings 8th St | Billings Meridian | 6.7
|  |  |  | 100 kV | Renova Auto | Three Forks South | 35
|  |  |  | 100 kV | Billings Steam Plant Switchyard | Laurel Auto | 17.7
|  |  |  | 100 kV | Painted Robe | Roundup Auto | 27.3
|  |  |  | 100 kV | Laurel Auto | Base Line | 11.5
|  |  |  | 100 kV | Laurel Auto | Bridger Auto | 29.1
|  |  |  | 100 kV | Laurel Auto | Bridger Auto | 26.4
|  |  |  | 100 kV | Roundup Auto | Broadview Switchyard | 36.9
|  |  |  | 100 kV | Columbus-Rapelje Auto | Columbus Auto | 15.3
|  |  |  | 100 kV | Columbus Auto | Chrome Junction | 28.3
|  |  |  | 100 kV | Great Falls 230 KV Switchyard | Morony | 8.5
|  |  |  | 100 kV | Rainbow Switchyard | Cochrane | 2.9
|  |  |  | 100 kV | Rainbow Switchyard | Ryan | 9
|  |  |  | 100 kV | Great Falls Riverview | Black Eagle | 2.6
|  |  |  | 100 kV | Madison | Madison Auto | 3.2
|  |  |  | 100 kV | Anaconda Mill Creek | Anaconda City | 4.7
|  |  |  | 100 kV | Anaconda Mill Creek | Anaconda City | 4.5
|  |  |  | 100 kV | Deer Lodge City | Deer Lodge Compressor | 3.2
|  |  |  | 100 kV | Rainbow Switchyard | Rainbow | 0.2
|  |  |  | 100 kV | Rainbow Switchyard | Malmstrom | 2.4
|  |  |  | 100 kV | Cenex | Laurel Auto | 0.8
|  |  |  | 100 kV | Cenex | Laurel Auto | 0.8
|  |  |  | 100 kV | Stillwater Smelter | Columbus Auto | 4.1
|  |  |  | 100 kV | Trident Auto | Trident Plant | 0.4
|  |  |  | TOTAL |  |  | 1702.8
|  |  |  | 69 kV | Dillon-Salmon | Sheridan City | 42
|  |  |  | 69 kV | Sheridan City | Sheridan Auto | 6.5
|  |  |  | 69 kV | Richardson Coulee | Glasgow Westside | 12.1
|  |  |  | 69 kV | Glasgow Westside | Glasgow Eastside | 1.6
|  |  |  | 69 kV | Glasgow Eastside | Nashua | 14.2
|  |  |  | 69 kV | Dillon-Salmon | Bannack | 15.3
|  |  |  | 69 kV | Dillon-Salmon | Dillon City | 6.3
|  |  |  | 69 kV | Rainbow | Chester | 94.8
|  |  |  | 69 kV | Rainbow | Armington R.E.A. | 30
|  |  |  | 69 kV | Choteau | Conrad Auto | 32
|  |  |  | 69 kV | Fort Benton | Assiniboine-Havre | 64.8
|  |  |  | 69 kV | Chester | Assiniboine-Havre | 53.3
|  |  |  | 69 kV | Havre City | Assiniboine-Havre | 6.4
|  |  |  | 69 kV | Havre City | Assiniboine-Havre | 7.4
|  |  |  | 69 kV | Havre City | Chinook | 50.4
|  |  |  | 69 kV | Chinook | Harlem | 21.3
|  |  |  | 69 kV | Malta City | Harlem | 48.2
|  |  |  | 69 kV | Hinsdale R.E.A. | Richardson Coulee | 24
|  |  |  | 69 kV | Hinsdale R.E.A. | Malta | 39.6
|  |  |  | 69 kV | Armington R.E.A. | Stanford Auto | 42.9
|  |  |  | 69 kV | Billings Rimrock | Lockwood R.E.A. | 4.9
|  |  |  | 69 kV | Pryor Creek | Billings Steam Plant Switchyard | 10.5
|  |  |  | 69 kV | Hardin R.E.A | South Huntley | 30.4
|  |  |  | 69 kV | Johnson Lane | South Huntley | 11.8
|  |  |  | 69 kV | Livingston City | Pine Creek R.E.A. | 11.4
|  |  |  | 69 kV | Gardner | Emigrant | 26.9
|  |  |  | 69 kV | Pine Creek R.E.A. | Emigrant | 14.9
|  |  |  | 69 kV | Missoula Miller Creek | Hamilton City | 41.3
|  |  |  | 69 kV | Missoula Miller Creek | Hamilton Heights | 43.6
|  |  |  | 69 kV | Hamilton City | Darby | 18.3
|  |  |  | 69 kV | Hamilton City | Hamilton Heights | 9.4
|  |  |  | 69 kV | Hamilton City | Hamilton South Side | 0.6
|  |  |  | 69 kV | Darby | Hamilton South Side | 16.3
|  |  |  | 69 kV | Hamilton Heights | Hamilton South Side | 9.4
|  |  |  | 69 kV | Butte Montana ST | Divide | 20.8
|  |  |  | 69 kV | Sheridan Auto | Virginia City | 12.2
|  |  |  | 69 kV | Barretts Minerals Tap | Barrett Minerals | 0.9
|  |  |  | 69 kV | Rainbow | Fairfield | 40.8
|  |  |  | 69 kV | Rainbow | Dutton | 41.1
|  |  |  | 69 kV | Rainbow | Fort Benton | 34
|  |  |  | 69 kV | Rainbow | Power | 28.7
|  |  |  | 69 kV | Choteau | Bole | 20
|  |  |  | 69 kV | Conrad City | Dutton | 27.8
|  |  |  | 69 kV | Conrad City | Conrad Auto | 1.4
|  |  |  | 69 kV | Malta City | Malta | 2.2
|  |  |  | 69 kV | Glasgow Eastside | Glasgow Air Force Base | 19.4
|  |  |  | 69 kV | Power | Bole | 14.2
|  |  |  | 69 kV | Hardin City | Hardin Auto | 2.4
|  |  |  | 69 kV | Sumatra | Roundup City | 39.8
|  |  |  | 69 kV | Peabody Coal | Colstrip Switchyard | 9
|  |  |  | 69 kV | Westmoreland | Sarpy Creek Auto | 1
|  |  |  | 69 kV | Madison Valley | Ennis Auto | 26.3
|  |  |  | 69 kV | Jack Rabbit Auto | Big Sky Meadow Village | 36.9
|  |  |  | 69 kV | Gardner | Mammoth | 4.5
|  |  |  | 69 kV | Gardner | Emigrant | 27.2
|  |  |  | 69 kV | Gardner | Mineral Hill | 6.3
|  |  |  | 69 kV | Mammoth | Norris Junction | 21.5
|  |  |  | 69 kV | Big Sky Meadow Village | Ennis Auto | 28.8
|  |  |  | 69 kV | Loweth Auto | White Sulphur Springs Southside | 21.3
|  |  |  | 69 kV | Boulder | Asarco | 40.8
|  |  |  | 69 kV | Asarco | East Helena Switchyard | 1.3
|  |  |  | 69 kV | Asarco | East Helena Switchyard | 52.3
|  |  |  | 69 kV | Asarco | Liquid Air | 0.3
|  |  |  | 69 kV | East Helena Switchyard | Helena Golf Course | 7.6
|  |  |  | 69 kV | East Helena Switchyard | Helena Golf Course | 5.6
|  |  |  | 69 kV | East Helena Switchyard | Helena Golf Course | 5.2
|  |  |  | 69 kV | Helena Front St | Helena Golf Course | 2.2
|  |  |  | 69 kV | Helena Golf Course | Helena Westside | 2.2
|  |  |  | TOTAL |  |  | 1468.8
|  |  |  | 50 kV | Laurel Auto | Laurel City | 1.6
|  |  |  | 50 kV | Billings 8th St | Laurel City | 13.4
|  |  |  | 50 kV | Laurel City | Columbus | 25.9
|  |  |  | 50 kV | Columbus Auto | Big Timber Auto | 36.3
|  |  |  | 50 kV | Clyde Park | Livingston City | 12.5
|  |  |  | 50 kV | Clyde Park | Livingston City | 12.7
|  |  |  | 50 kV | Livingston City | Big Timber City | 47.6
|  |  |  | 50 kV | Big Timber City | Big Timber Auto | 3
|  |  |  | 50 kV | Twin Bridges | Renova Auto | 23.6
|  |  |  | 50 kV | Twin Bridges | Sheridan City | 9
|  |  |  | 50 kV | Whitehall REA | Renova Auto | 5.1
|  |  |  | 50 kV | Harlowton | Barber | 24.3
|  |  |  | 50 kV | Harlowton | Glengarry | 50.6
|  |  |  | 50 kV | Glengarry | Stanford Auto | 39.8
|  |  |  | 50 kV | Glengarry | Lewistown Boulevard | 11
|  |  |  | 50 kV | Glengarry | Lewistown Boulevard | 10
|  |  |  | 50 kV | Heath REA | Lewistown Boulevard | 10.8
|  |  |  | 50 kV | Lewistown Radar Base | Lewistown Boulevard | 13.8
|  |  |  | 50 kV | Stanford Auto | Denton | 15.3
|  |  |  | 50 kV | Bozeman East Gallatin Auto | Bozeman Southside | 2.6
|  |  |  | 50 kV | Bozeman East Gallatin Auto | Bozeman Sourdough | 3.2
|  |  |  | 50 kV | Livingston Westside | Bozeman Soughdough | 23.1
|  |  |  | 50 kV | Livingston Westside | Livingston City | 0.2
|  |  |  | 50 kV | Clyde Park | Clyde Park R.E.A. | 7.2
|  |  |  | 50 kV | Mystic | Line Creek | 5.3
|  |  |  | 50 kV | Mystic | Line Creek | 5.3
|  |  |  | 50 kV | Billings Rimrock | Billings Exxon | 3.3
|  |  |  | 50 kV | Chrome Junction | Line Creek | 5
|  |  |  | 50 kV | Rockvale | Bridger Auto | 28.6
|  |  |  | 50 kV | Billings Steam Plant Switchyard | Billings Exxon | 4.6
|  |  |  | 50 kV | Line Creek | Red Lodge Northside | 22.1
|  |  |  | 50 kV | Red Lodge Northside | Bridger Auto | 29.65
|  |  |  | 50 kV | Red Lodge Northside | Bridger Auto | 26.6
|  |  |  | 50 kV | Drummond City | Philipsburg | 27.4
|  |  |  | 50 kV | Philipsburg | Anaconda City | 26.9
|  |  |  | 50 kV | Laurel Auto | Rockvale | 17
|  |  |  | 50 kV | Chrome Junction | Stillwater | 16.8
|  |  |  | 50 kV | Broadview City | Painted Robe | 8.9
|  |  |  | 50 kV | Roundup Auto | Melstone | 30.7
|  |  |  | 50 kV | Roundup Auto | Barber | 54.1
|  |  |  | 50 kV | Stanford Auto | Geraldine | 45.3
|  |  |  | 50 kV | Trident Auto | Manhatten | 9.7
|  |  |  | 50 kV | Manhatten | Belgrade | 13.3
|  |  |  | 50 kV | Belgrade | Bozeman East Gallatin Auto | 11.3
|  |  |  | 50 kV | Belgrade | Jack Rabbit Auto | 15.2
|  |  |  | 50 kV | Bozeman Southside | Jack Rabbit Auto | 11
|  |  |  | 50 kV | Norris Junction | Lake | 23.9
|  |  |  | 50 kV | Norris Junction | Old Faithful | 28.3
|  |  |  | 50 kV | Lake | Grant Village | 18.2
|  |  |  | 50 kV | Thompson Falls Pump | Flodin Lumber | 2.5
|  |  |  | TOTAL |  |  | 893.55
| Voltage (kV) | Mileage
| 500* | 678
| 230 | 965.2
| 161 | 1100.4
| 115 | 349.3
| 100 | 1702.8
| 69 | 1468.8
| 50 | 893.55
| Total | 7158.05
* Includes 183.4 miles of BPA 500 kV from Townsend to Garrison.

## NPC
NEVADA POWER COMPANY
Lines Included In RTO Pricing | [5 empty] | Lines NOT Included In RTO Pricing
Lines Included For RTO Control |  |  | Lines NOT Included For RTO Control |  |  | Lines NOT Included For RTO Control
Operating | Line Name | Circuit | Operating | Line Name | Circuit | Operating | Line Name | Circuit | Notes
Voltage |  | Miles | Voltage |  | Miles | Voltage |  | Miles
500 | CRYSTAL / MCCULLOUGH | 52 | [6 empty] | 8
500 | NAVAJO / CRYSTAL | 224
| Total 500 kV | 276 | [6 empty] | 9
345 | REDBUTTE / HARRY ALLEN PS | 70
| Total 345 kV | 70 | [6 empty] | line 426
230 | ARDEN / AVERA | 8 | [6 empty] | 16
230 | AVERA / BELTWAY | 11
230 | BELTWAY / N WEST | 12
230 | ARDEN / TOLSON | 7
230 | CLARK E / BASIC | 5 | [6 empty] | 17
230 | CLARK W / BASIC | 5
230 | CRYSTAL PS / CRYSTAL#2 | [7 empty] | 18
230 | CRYSTAL PS / CRYSTAL#3
230 | CRYSTAL / HARRY ALLEN#2 | 9 | [6 empty] | 15
230 | CRYSTAL / HARRY ALLEN#3 | 9
230 | DECATUR / ARDEN | 7
230 | DECATUR / WESTSIDE | 7
230 | FAULKNER / CLARK 6 | 4
230 | FAULKNER / WINTERWOOD | 13
230 | HARRY ALLEN / N WEST | 35
230 | HARRY ALLEN / PECOS#1 | 17
230 | HARRY ALLEN / PECOS#2 | 17 | [6 empty] | 19
230 | HARRY ALLEN / PECOS#3 | 17
230 | IRON MOUNTAIN / N WEST | 7
230 | TOLSON / ARDEN | 6
230 | MCCULLOUGH / FAULKNER | 19
230 | MEAD / DECATUR | 32
230 | MEAD / FAULKNER | 13
230 | N WEST / WESTSIDE | 15
230 | PECOS / IRON MOUNTAIN | 9
230 | REID GARDNER / HARRY ALLEN #1 | 25
230 | REID GARDNER / HARRY ALLEN #2 | 25 | [6 empty] | 11
230 | TOLSON / MCCULLOUGH | 25
| Total 230 kV | 359
138 | ARDEN / HAVEN | 5
138 | ARTESIAN / PECOS | 8
138 | ARTESIAN / WINTERWOOD | 6
138 | AVERA / QUAIL | 2
138 | BELLAGIO TAP2 / CAESARS TAP1 | 1
138 | BELTWAY / SUMMERLIN | 5
138 | CAESARS TAP2 / CLAYMONT | 2
138 | CHEYENNE / BELTWAY | 7
138 | CHEYENNE / EL CAPITAN | 3
138 | CLARK / CABANA | 2
138 | CLARK / GREEN VALLEY | 3
138 | CLARK / RUSSELL | 2
138 | CLARK / SPENCER#1 | 1
138 | CLARK / SPENCER#2 | 1
138 | CLARK / WARMSPRINGS | 4
138 | CLAYMONT / CLARK | 6
138 | CLAYMONT / RUSSELL | 5
138 | CLAYMONT / SPENCER | 1
138 | CLAYMONT / SUZANNE | 1
138 | COMMERCE / SHADOW | 2
138 | CRAlG / LV COGEN | 1
138 | CRAlG / PECOS | 4
138 | DECATUR / POLARIS | 2
138 | DECATUR / VENETIAN TAP1 | 2
138 | DURANGO / DECATUR | 4
138 | DURANGO / PEACE | 3
138 | DURANGO / WESTSIDE | 3
138 | EL CAPITAN / N WEST | 8
138 | FAULKNER / WIGWAM | 2
138 | FORD / PEBBLE | 8
138 | GARCES / COMMERCE | 2
138 | HAVEN / FORD | 2
138 | HAVEN / S1 TAP1 | 5
138 | HUALAPAI / WESTSIDE | 2
138 | IRON MOUNTAIN / SKELTON | 5
138 | LORENZI / PECOS | 11
138 | LORENZ / TENAYA | 4
138 | LV COGEN / HIGHLAND | 9
NEVADA POWER COMPANY
Lines Included In RTO Pricing | [5 empty] | Lines NOT Included In RTO Pricing
Lines Included For RTO Control |  |  | Lines NOT Included For RTO Control |  |  | Lines NOT Included For RTO Control
Operating | Line Name | Circuit | Operating | Line Name | Circuit | Operating | Line Name | Circuit | Notes
Voltage |  | Miles | Voltage |  | Miles | Voltage |  | Miles
138 | MCDONALD / QUAIL | 4
138 | MILLER / LEAVITT | 2
138 | LEAVITT / PECOS | 6
138 | PEACE / AVERA | 4
138 | PEBBLE / TOLSON | 2
138 | PEBBLE / WILSON | 2
138 | PECOS / SHADOW | 10
138 | PECOS / WASHBURN | 7
138 | POLARIS / BELLAGIO TAP1 | 0.1
138 | SAGUARO / WARMSPRlNGS | 2
138 | SPENCER / GARCES | 6
138 | SUMMERLlN / HUALAPAl | 5
138 | SUNRISE / WINTERWOOD #1 | 1
138 | SUNRlSE / WlNTERWOOD #2 | 1
138 | TENAYA / WESTSIDE | 6
138 | TOLSON / ARDEN | 6
| Total 138 kV | 208.1
69 | ALTA / MICHAEL WAY | 3
69 | ALTA / SHADOW | 3
69 | ALTA / WESTSIDE | 6
69 | ARDEN / OQUENDO | 7
69 | ARTESIAN / MAYFAIR | 2
69 | ARTESIAN / N. LAS VEGAS | 2
69 | ARTESIAN / OLIVE TAP | 1
69 | APEX / APEX TAP | 5
69 | APEX / SHREDDER | 8
69 | AWT TAP / LlNDQUlST | 5
69 | AWT TAP / WINTERWOOD | 3
69 | BALBOA TAP 1 / BMI TAP | 1
69 | BALBOA TAP 1 / PP3 TAP | 0.2
69 | BALBOA TAP2 / CLARK E | 4
69 | BALBOA TAP2 / MISSION TAP | 1
69 | BOULDER BEACH TAP1 / MEAD NPC | 11
69 | BOULDER BEACH TAP2 / MEAD NPC | 11
69 | BOULDER BEACH TAP3 / MEAD NPC | 11
69 | BRINETAP / WATER STREET | 0.5
69 | CAREY / DEBUONO | 2
69 | CAREY / N LAS VEGAS | 3
69 | CAREY / WASHINGTON | 4
69 | CLARK 6904 / CLARK E | N/A
69 | CLARK 6907 / CLARK E | N/A
69 | CLARK 6911 / CLARK W | N/A
69 | CLARK 6912 / CLARK W | N/A
69 | CLARK E / BRINE TAP | 0.2
69 | CLARK E / HAC PP | 3
69 | CLARK W / FLAMINGO | 10
69 | CLARK W / GREEN VALLEY TAP | 4
69 | CLARK W / PAWNEE | 6
69 | CLARK W / WATER STREET | 5
69 | CONCOURSE / N SPENCER | 3
69 | DEBUONO / PP6 TAP | 1
69 | DECATUR E / OQUENDO | 4
69 | DECATUR E / SPRING VALLEY TAP | 2
69 | DECATUR E / DECATUR W | N/A
69 | DECATUR / VALLEY VIEW | 3
69 | DECATUR W / LINDELL | 3
69 | DECATUR W / TAM | 4
69 | EXCALIBUR / OQUENDO | 1
69 | FLAMINGO / MGM | 1
69 | FLAMINGO / SPENCER S | 1
69 | FLAMINGO / VALLEY VIEW | 0.4
69 | GARCES / LEWlS | 0.4
69 | GARCES / MAYFAlR | 1
69 | GARCES / TRUMAN TAP | 0.3
69 | HlGHLAND / LYNNWOOD | 2
69 | HlGHLAND / TRUMAN | 1
69 | LAMB / HAC PP | 1
69 | LAMB / PEARL | 2
69 | LEWIS / SHADOW | 2
69 | LYNNWOOD / SAN FRANCISCO S | 2
69 | MAYFAIR / SAN FRANCISCO N | 1
69 | MGM / EXCALIBUR | 2
69 | MICHAEL WAY / RAINBOW | 2
NEVADA POWER COMPANY
Lines Included In RTO Pricing | [5 empty] | Lines NOT Included In RTO Pricing
Lines Included For RTO Control |  |  | Lines NOT Included For RTO Control |  |  | Lines NOT Included For RTO Control
Operating | Line Name | Circuit | Operating | Line Name | Circuit | Operating | Line Name | Circuit | Notes
Voltage |  | Miles | Voltage |  | Miles | Voltage |  | Miles
69 | MICHAEL WAY / TONOPAH | 1
69 | MILLER / N LAS VEGAS | 2
69 | MlLLER / TONOPAH | 3
69 | MISSION TAP / PP TAP B | 7
69 | NCA2 / PABCO | 10
69 | NELLIS / CAREY | 4
69 | OLIVE / PRINCE | 1
69 | PABCO / CAREY | 2 | [6 empty] | 22
69 | PAWNEE / SAN FRANCISCO S | 1
69 | PEARL / SAN FRANCISCO N | 4
69 | PP TAP A/BOULDER BEACH TAP1 | 1
69 | PP TAP A / BMI TAP | 7
69 | PP TAP B/BOULDER BEACH TAP2 | 1
69 | PP TAP B / PP2A-2 | 4
69 | PP 3 TAP / WINTERWOOD | 11 | [6 empty] | 10
69 | PP 6 / SLOAN TAP2 | 1
69 | PRINCE / WINTERWOOD | 4
69 | RAINBOW / WESTSIDE | 3
69 | ROSANNA / LINDELL | 1.78
69 | ROSANNA / WESTSIDE | 2.86
69 | SAHARA / SAN FRANCISCO N | 3.58
69 | SAHARA / WINTERWOOD | 1.17
69 | SAN FRANCISCO /SPENCER N | 2.22
69 | SHREDDER / NELLIS 7.50 | N/A
69 | SPRING VALLEY / WESTSIDE | 5.01
69 | SUNRISE / WINTERWOOD #1 | 1.1
69 | SUNRISE / WINTERWOOD #'2 | 1.1
69 | SURGE WATER / CLARK E | 3.44
69 | SURGE WATER / WlNTERWOOD | 2
69 | TAM / HIGHLAND | 1.18
69 | WINTERWOOD / SLOAN TAP1 | 2.47
69 | WlNTERWOOD / WASHlNGTON | 3.56
| Total 69 kV | 260.5
| ROSANNA / LINDELL | 19
69 | ROSANNA / WESTSIDE | 32
69 | SAHARA / SAN FRANCISCO N | 13
69 | SAHARA / WINTERWOOD | 15
69 | SAN FRANCISCO /SPENCER N | 9
69 | SHREDDER / NELLIS | 25
69 | SPRING VALLEY / WESTSIDE | 25
69 | SUNRISE / WINTERWOOD #1
69 | SUNRISE / WINTERWOOD #‘2
69 | SURGE WATER / CLARK E
69 | SURGE WATER / WlNTERWOOD
69 | TAM / HIGHLAND
69 | WINTERWOOD / SLOAN TAP1
69 | WlNTERWOOD / WASHlNGTON
13 | #1 = 18.08; #2 = 18.14
14 | Actually part of #905 (10.44 mi), #907 (20.14 mi) & #910 (8.27 mi).
15 | 48.93 + 2.39 to account for both sides of the Blackfoot loop.
16 | 10.64 + 0.16 to account for the first 845 ft out of Nampa.
17 | 49.62 + 2.09 to account for wire only with line 602.
18 | 60.87 + (1.63 + 1.50 + 0.26) to account for wire only with line 434 and 412P.
19 | 69.96 + 1.31 to account for wire only with line 447.
20 | 1.42 + 1.28 to account for both sides of this double circuit line.
21 | 2 x (3.78 + 0.53) + 0.17 to account for both sides of the loop into Strike.
22 | 2 x 4.51 to account for both sides of the loop into Lucky Peak.
23 | Includes tap to Weiser which must be operated with the rest of the line.
24 | 345 kV (constr) section of the Kinport-Midpoint 345 kV line.
25 | 500 kV (constr) section of the Kinport-Midpoint 345 kV line.
Substations Included in RTO West for Control and Pricing
Nominal | Transmission Transformers
Voltage | Name of Substation
500/230 | CRYSTAL
500/230 | ELDORADO
500/230 | MCCULLOUGH
345/230 | HARRY ALLEN
230/138 | ARDEN
230/138 | AVERA
230/138 | C L A R K
230/138 | DECATUR
230/138 | FAULKNER
230/138 | IRON MOUNTAIN
230/138 | N WEST
230/138 | PECOS
230/138 | TOLSON
230/138 | WESTSIDE
230/138 | WINTERWOOD
230/69 | C L A R K
230/69 | DECATUR
230/69 | MEAD
138/69 | APEX
138/69 | ARDEN
138/69 | ARTESIAN
138/69 | GARCES
138/69 | HIGHLAND
138/69 | MICHAEL WAY
138/69 | MILLER
138/69 | SAN FRANCISCO
138/69 | SHADOW
138/69 | SPENCER
138/69 | WESTSIDE
138/69 | WINTERWOOD
Substations Included in RTO West for Control and Pricing
Phase Shifters
Name of Substation
CRYSTAL
HARRY ALLEN

## PAC
PACIFICORP
Lines Included In RTO Pricing | [8 empty] | Lines NOT Included In RTO
Lines Included for RTO Control |  |  |  | Lines NOT Included For RTO Control |  |  |  |  | Lines NOT Included For RTO Pricing or Control
Operating | Line Name | Circuit | Notes | Operating | Line Name | Circuit | Notes | Operating | Line Name | Circuit | Notes
Voltage |  | Miles |  | Voltage |  | Miles |  | Voltage |  | Miles
500 | Alvey Sub, Oregon to Dixonville Sub, Oregon | 58 |  | 138 | 2-138 kv Riverdale Sub, UT to 2-138 kv Riverdale Sub, UT | 1 |  |  | None
500 | Dixonville, Oregon to Meridian, OR | 74 |  | 138 | 30 South Switch Rack, UT to McClelland Sub., Utah | 6
500 | Malin, Oregon to Captain Jack, OR | 7 |  | 138 | Antelope Substation, ID to Scoville Sub., Idaho | 1
500 | Malin, Oregon to Indian Springs., CA | 47 |  | 138 | Ben Lomond Sub., Utah to El Monte Substation, UT | 13
500 | Malin, Oregon to Medford, Oregon | 83 |  | 138 | Ben Lomond Sub., Utah to El Monte Substation, UT | 6
500 | Midpoint, Idaho to Malin, Oregon | 446 |  | 138 | Ben Lomond Sub., Utah to Western Zircon Sub., UT | 14
| TOTAL 500 KV RTO PRICED AND CONTROLLED | 715 |  | 138 | Blundell Substation, UT to Milford Substation, UT | 13
|  |  |  | 138 | Carbon Plant, Utah to Helper Substation, Utah | 2
345 | Ben Lomond Sub., Utah to Borah Substation, Idaho | 134 |  | 138 | Caribou Substation, ID to Becker Substation, Idaho | 5
345 | Ben Lomond Sub., Utah to Terminal Substation, UT | 47 |  | 138 | Caribou Substation, ID to Grace Plant, Idaho | 12
345 | Camp Williams Sub., Utah to Huntington Plant, Utah | 152 |  | 138 | Columbia Sub, Utah to Sunnyside Co. Gen., Utah | 2
345 | Camp Williams Sub., Utah to Ninety South Sub., Utah | 8 |  | 138 | Cottonwood Sub., Utah to Ninetieth South Sub, Utah | 11
345 | Camp Williams Sub., Utah to Sigurd Substation, Utah | 111 |  | 138 | Cottonwood Sub., Utah to Silvercreek Sub., Utah | 30
345 | Emery Substation, Utah to Camp Williams Sub., Utah | 86 |  | 138 | Dumas, UT to Bimple, UT | 5
345 | Emery Substation, Utah to Sigurd Substation, Utah | 68 |  | 138 | Evanston Substation, WY to Anschutz Substation, WY | 5
345 | Goshen Substation, Idaho to Kinport Substation, ID | 41 |  | 138 | Evanston Substation, WY to Anschutz Substation, WY | 10
345 | Huntington Plant, Utah to Four Corners Sub., NM | 55 |  | 138 | Gadsby 138 kv, UT to Jordan 138 kv, UT | 1
345 | Huntington Plant, Utah to Pinto Substation, Utah | 156 |  | 138 | Gadsby Plant, Utah to McClelland Sub., Utah | 4
345 | Huntington Plant, Utah to Sigurd Substation, Utah | 86 |  | 138 | Gadsby Plant, Utah to Terminal Substation, UT | 12
345 | Huntington Plt. Sub., UT to Spanish Fork Sub., Utah | 78 |  | 138 | Grace Plant, Idaho to Soda Plant, Idaho | 10
345 | Jim Bridger Plant #2, WY to Kinport Substation, ID | 234 |  | 138 | Hale Plant, Utah to Midway Sub, Utah | 15
345 | Jim Bridger Plant #3, WY to Borah Substation, Idaho | 240 |  | 138 | Hale Plant, Utah to Nebo Substation, Utah | 48
345 | Newcastle, Utah to Utah - Nevada Border | 54 |  | 138 | Hamer SubstaTion, UT to Butterville Substation, UT | 0
345 | Sigurd Substation, Utah to Camp Williams Sub., Utah | 116 |  | 138 | Helper Substation, Utah to Moab Substation, Utah | 115
345 | Sigurd Substation, Utah to Newcastle, Utah | 137 |  | 138 | Honeyville, Utah to Promontory, Utah | 22
345 | Spanish Fork Sub., Utah to Camp Williams Sub., Utah | 35 |  | 138 | Huntington Plant, Utah to McFadden Substation, UT | 7
345 | Terminal Substation, UT to Camp Williams Sub., Utah | 25 |  | 138 | Jordan 138 kv, UT to Fifth West 138 kv, UT | 1
345 | Terminal Substation, UT to Ninety South Sub., Utah | 15 |  | 138 | Jordan, UT to Terminal Substation, Ut | 6
| TOTAL 345 KV RTO PRICED AND CONTROLLED | 1878 |  | 138 | McClelland Sub., Utah to Cottonwood Sub., Utah | 5
|  |  |  | 138 | Midway Substation, UT to Cottonwood Sub, UT | 0
230 | Alvey, Oregon to Dixonville, Oregon | 59 |  | 138 | Midway Substation, UT to Silver Creek Sub, UT | 0
230 | Antelope Sub., Idaho to Lost River 230KV Line, ID | 20 |  | 138 | Moab Substation, Utah to Pinto Substation, Utah | 58
230 | Bannack Pass, Idaho to Antelope Sub., Idaho | 76 |  | 138 | Naughton Plant, Wyoming to Carter Creek Sub., WY | 26
230 | Ben Lomond Sub., Utah to Naughton Plt. #1, WY | 88 |  | 138 | Naughton Plant, Wyoming to Evanston Substation, WY | 56
230 | Ben Lomond Sub., Utah to Naughton Plt. #2, WY | 50 |  | 138 | Nebo Substation, Utah to Martin-Marietta Sub., UT | 30
230 | Ben Lomond Sub., Utah to Naughton Plt. #2, WY | 29 |  | 138 | Nebo, UT to Jerusalem, UT | 24
230 | Ben Lomond Sub., Utah to Terminal Substation, UT | 46 |  | 138 | Ninetieth South Sub, Utah to Carbon Plant, Utah | 20
230 | Bethel, Oregon to Fry, Oregon | 26 |  | 138 | Ninetieth South Sub, Utah to Hale Plant, Utah | 32
230 | Billings, Montana to Yellowtail, Montana | 39 |  | 138 | Ninetieth South Sub, Utah to Oquirrh Substation, Utah | 7
230 | Birch Creek Sub., WY to Railroad Substation, WY | 12 |  | 138 | Ninetieth South Sub, Utah to Taylorsville Sub., Utah | 7
230 | Birch Creek Sub., WY to Railroad Substation, WY | 7 |  | 138 | Oneida Plant, Idaho to Ovid Substation, Idaho | 23
230 | Blue Rim, Wyoming to South Trona, Wyoming | 13 |  | 138 | Oquirrh Substation, Utah to Barney Substation, Utah | 3
230 | Brady Substation, Idaho to Treasureton Sub., Idaho | 66 |  | 138 | Oquirrh Substation, Utah to Kennecott Sub., Utah | 4
230 | Buffalo, Wyoming to Gillette, Wyoming | 68 |  | 138 | Painter Substation, WY to Natural Gas Sub., WY | 5
230 | Casper, Wyoming to Riverton, Wyoming | 110 |  | 138 | Panther, UT to Willow Creek, UT | 1
230 | Centralia, Washington to BPA Tap, Washington | 3 |  | 138 | Pavant Substaion, UT to Delta, UT | 26
230 | Chappel Creek, WY to Naughton Plant, WY | 46 |  | 138 | Pinto Substation, Utah to Abajo, UT | 44
230 | Dave Johnston Plant, WY to Rock Springs, Wyoming | 233 |  | 138 | Railroad Sub., Wyoming to Carter Creek Sub., WY | 26
230 | Dave Johnston Plant, WY to Spence, Wyoming | 31 |  | 138 | Sigurd Substation, Utah to West Cedar Substation, UT | 115
230 | Dave Johnston Plant, WY to Yellowcake, Wyoming | 69 |  | 138 | Soda Plant, Idaho to Monsanto Sub., Idaho | 7
230 | Dave Johnston Plant, Wyomig to Casper, Wyoming | 31 |  | 138 | Syracuse Sub, Utah to Ben Lomond Sub, Utah | 0
230 | Dixonville, Oregon to Lone Pine, Oregon | 5 |  | 138 | Taylorsville Substation, Uh to Mid-Valley Substation, Utah | 5
Lines Included In RTO Pricing | [8 empty] | Lines NOT Included In RTO
Lines Included for RTO Control |  |  |  | Lines NOT Included For RTO Control |  |  |  |  | Lines NOT Included For RTO Pricing or Control
Operating | Line Name | Circuit | Notes | Operating | Line Name | Circuit | Notes | Operating | Line Name | Circuit | Notes
Voltage |  | Miles |  | Voltage |  | Miles |  | Voltage |  | Miles
230 | Dixonville, Oregon to Reston, Oregon | 17 |  | 138 | Terminal Substation, UT to 30 South Switch Rack, UT | 7
230 | Fairview, Oregon to Isthmus, Oregon | 12 |  | 138 | Terminal Substation, UT to Helper Substation, Utah | 116
230 | Firehole, Wyoming to Mansface, Wyoming | 2 |  | 138 | Terminal Substation, UT to Kennecott Sub., Utah | 11
230 | Firehole, Wyoming to Mansface, Wyoming | 10 |  | 138 | Terminal Substation, UT to Ninetieth South Sub, Utah | 16
230 | Fry, Oregon to Dixonville, Oregon | 44 |  | 138 | Terminal Substation, UT to Rowley Substation, Utah | 56
230 | Grants Pass, Oregon to Days Creek, Oregon | 71 |  | 138 | Terminal Substation, UT to Tooele Substation, Utah | 23
230 | Jim Bridger Plant, WY to Mustang Sub., Wyoming | 73 |  | 138 | Tooele Substation, Utah to Oquirrh Substation, Utah | 22
230 | Jim Bridger Plant, WY to Point of Rocks Ln 2, WY | 8 |  | 138 | Warren Substation, Utah to Kimberly Clark Sub., UT | 1
230 | Jim Bridger Plant, WY to Point of Rocks, Wyoming | 4 |  | 138 | West Cedar Sub., Utah to Middleton Substation., UT | 80
230 | Klamath Falls, Oregon to Malin, Oregon | 35 |  | 138 | West Cedar Sub., Utah to Pepcon Substation, Utah | 14
230 | Klamath Falls, Oregon to Medford, Oregon | 76 |  | 138 | Wheelon Substation, Utah to Nucor Steel Sub., Utah | 10
230 | Line 59, CA to Copco II, CA | 5 |  | 138 | Wheelon Substation, Utah to Smithfield Sub., Utah | 19
230 | McNary, Washington to Walla Walla, Washington | 56 |  |  | TOTAL 138 KV RTO PRICED | 1276
230 | Monument, Wyoming to Exxon Plant, Wyoming | 13 |  |  | PACIFICORP CONTROLLED
230 | Monuments, Wyoming to South Trona, Wyoming | 19 |  | 115 | Albina-St Johns-BPA 115kV | see below
230 | Naughton Plant, Wyoming to Treasureton Sub., Idaho | 78 |  | 115 | Albina-Tabor 115kV | see below
230 | Naughton Plant, Wyoming to Treasureton Sub., Idaho | 1 |  | 115 | Bairoil-Great Divide 115kV | see below
230 | Palisades, Wyoming to Green River, Wyoming | 9 |  | 115 | Boyer Dvls Lk-Depoe Bay 115kV | see below
230 | Pavant Substation, Utah to Nevada - Utah State line | 98 |  | 115 | Boyer-Devils Lake 115kV | see below
230 | Pomona, Washington to Wanapum, Washington | 37 |  | 115 | BPA Albany-Hazelwood 115kV | see below
230 | Pomona, Washington to Wanapum, Washington | 8 |  | 115 | BPA Warner-Alturas 115 kV Line 84 | see below
230 | Riverton, Wyoming to Atlantic City, Wyoming | 50 |  | 115 | Camas-Troutdale 115kV | see below
230 | Rock Springs, Wyoming to Atlantic City, Wyoming | 69 |  | 115 | Casper-Ctr-Bryan-Refinery115kV | see below
230 | Rock Springs, Wyoming to Flaming Gorge, Utah | 48 |  | 115 | Chiloquin-J Mansville 115 Ln60 | see below
230 | Rock Springs, Wyoming to Flaming Gorge, Utah | 7 |  | 115 | Chiloquin-Lakeview 115kV Ln 61 | see below
230 | Rock Springs, Wyoming to Kemmerer, Wyoming | 71 |  | 115 | Clrwtr Sw-Clrwtr 1 115kV Ln 57 | see below
230 | Sheridan, Wyoming to Decker, Montana | 14 |  | 115 | Copco 2-Prospect 115kV Line 19 | see below
230 | Sigurd Substation, Utah to Arizona - Utah State line | 149 |  | 115 | Copco 2-Prospect 115kV Line 19 | see below
230 | Sigurd Substation, Utah to Garfield, Utah | 118 |  | 115 | Coquille-Myrtle Point 115kV | see below
230 | Sigurd Substation, Utah to Pavant Substation, Utah | 43 |  | 115 | Days Creek-Lone Pine 115kV L40 | see below
230 | Spence Sub., Wyoming to Mustang Sub., Wyoming | 77 |  | 115 | Devils Lake-Depoe Bay 115kV | see below
230 | Swift Plant #1, WA to Cowlitz Co. Line, WA | 2 |  | 115 | Dixonville-Carnes 115kV Ln 77 | see below
230 | Swift Plant #2, WA to BPA Woodland, WA | 23 |  | 115 | Dixonville-Days Crk 115kV Ln43 | see below
230 | Table Rock, SW Station, OR to Grants Pass, Oregon | 35 |  | 115 | Fairview-Coos Bay 115kV | see below
230 | Thermopolis, Wyoming to Riverton, Wyoming | 51 |  | 115 | Fry-Conser 115kV (Conser Tap At Martin Creek) | see below
230 | Troutdale, Oregon to Gresham, Oregon | 6 |  | 115 | Fry-Lebanon-Swt Hme-Foster 115 | see below
230 | Troutdale, Oregon to Linneman, Oregon | 6 |  | 115 | Fry-Mary's River 115kV | see below
230 | Union Gap, Washington to BPA Midway, WA | 39 |  | 115 | Grants Pass-Cave Junction 115 kV Line 88 | see below
230 | Walla Walla, Washington to Hells Canyon, ID | 72 |  | 115 | Grants Pass-Caveman 115kV Sub | see below
230 | Walla Walla, Washington to Lewiston, ID | 45 |  | 115 | Grants Pass-Del Norte 115k L44 | see below
230 | Walla Walla, Washington to Wanapum, Washington | 33 |  | 115 | Grants Pass-Del Norte 115k L44 | see below
230 | Yamsey, Oregon to Klamath Falls, Oregon | 56 |  | 115 | Grntsps Sub-Pk St Sub115kVln76 | see below
230 | Yamsey, Oregon to Klamath Falls, Oregon | 6 |  | 115 | Harrison-Glencoe-Rocky Bt 115k | see below
230 | Yellowtail, Montana to Casper, Wyoming | 169 |  | 115 | Harrison-Lincoln 115kV | see below
230 | Yellowtail, Montana to Muddy Ridge, Wyoming | 176 |  | 115 | Hazelwood-Fry 115kV | see below
| TOTAL 230 KV RTO PRICED AND CONTROLLED | 3168 |  | 115 | Hrt Sw Sta-Yreka Sub115kV Ln75 | see below
|  |  |  | 115 | Isthmus-Coos Riv-Lckhrt 115kV | see below
161 | Billings, Montana to Yellowtail, Montana | 46 |  | 115 | Kirby 27 Mile 115kV Line | see below
161 | Goshen Substation, Idaho to Antelope Substation, ID | 45 |  | 115 | Knott-Harrison 115kV | see below
161 | Goshen Substation, Idaho to Bonneville Sub., Idaho | 23 |  | 115 | Labonte Sub115kV Tap | see below
161 | Goshen Substation, Idaho to Rigby Substation, Idaho | 29 |  | 115 | Lakeview-Alturas 115kV Line 36 | see below
161 | Goshen Substation, Idaho to Sugar Mill Substation, ID | 16 |  | 115 | Lakeview-Alturas 115kV Line 36 | see below
161 | Montana-Idaho State line to Grace Plant, Idaho | 147 |  | 115 | Lincoln-Urban(PGE) 115kV | see below
161 | Rigby Sub., Idaho to Jefferson Roberts, Idaho | 18 |  | 115 | Ln19-Oakknoll-Ashlnd115kV Ln82 | see below
161 | Sugar Mill Sub., Idaho to Rigby Substation, Idaho | 17 |  | 115 | Lone Pine To Sage Road Line 99 | see below
| TOTAL 161 KV RTO PRICED AND CONTROLLED | 341 |  | 115 | Medford Loop 115kV Line 74 | see below
|  |  |  | 115 | Merwin-Kalama-Cardwell 115kV | see below
Lines Included In RTO Pricing | [8 empty] | Lines NOT Included In RTO
Lines Included for RTO Control |  |  |  | Lines NOT Included For RTO Control |  |  |  |  | Lines NOT Included For RTO Pricing or Control
Operating | Line Name | Circuit | Notes | Operating | Line Name | Circuit | Notes | Operating | Line Name | Circuit | Notes
Voltage |  | Miles |  | Voltage |  | Miles |  | Voltage |  | Miles
138 | Ashley Substation, Utah to Vernal Substation, Utah | 12 | 3 | 115 | Merwin-St Johns 115kV | see below
138 | Carbon Plant, Utah to Ashley Substation, Utah | 91 | 3 | 115 | Merwin-Yale 115kV | see below
138 | Franklin Substation, ID to Smithfield Sub., Utah | 21 | 2 | 115 | Miners-Medicine Bow 115kV | see below
138 | Grace Plant, ID to Terminal Sub, UT (103-104) | 110 | 2 | 115 | Moxee-Union Gap 115kV | see below
138 | Grace Plant, Idaho to Terminal Sub., UT (105) | 138 | 2 | 115 | Mustang-Great Divide 115kV Line | see below
138 | Grace Plant, Idaho to Terminal Sub.,UT(103-104) | 42 | 2 | 115 | North Bend-Empire Red Dike | see below
138 | Carbon to Spanish Fork 138 kV Line | 52 | 3 | 115 | North Bend-Lckhrt State St | see below
138 | Treasureton Sub., Idaho to Franklin Sub., Idaho | 10 | 2 | 115 | Oakland-Winchester 115kV | see below
138 | Wheelon Substation, Utah to American Falls Sub., ID | 82 | 2 | 115 | Park St. Sub-Merlin 115kV Line | see below
| TOTAL 138 KV RTO PRICED AND CONTROLLED | 558 |  | 115 | Platte-Bairoil 115 kV | see below
|  |  |  | 115 | Pomona-Wenas 115kV | see below
115 | COPCO 2-DELTA 115KV LINE 14 | 85 | 1 | 115 | Prineville-Pilot Bt 115kV | see below
115 | DAVE JOHNSTON-USBR 115KV EAST | 1 | 4 | 115 | Prospect-Drain Tap 115kV Ln 12 | see below
115 | DAVE JOHNSTON-USBR 115KV WEST | 1 | 4 | 115 | Redmond BPA-Redmond 115 kV | see below
115 | HILLTOP - WAPA (WORLAND) 115KV LINE | 6 | 4 | 115 | Redmond-Prineville 115kV | see below
115 | THERMOPOLIS-(USBR) 115KV TIELINE #1 | 0 | 4 | 115 | River Road-BPA Ross 115kV | see below
115 | THERMOPOLIS-HILLTOP 115 KV LINE | 33 | 4 | 115 | Salem-Monpac 115kV Ln | see below
115 | WAPA(CASPER)-CASPER 115KV | 2 | 4 | 115 | Selah-Tieton-Wiley 115kV | see below
| TOTAL 115 KV RTO PRICED AND CONTROLLED | 128 |  | 115 | Selah-Wenas 115kV | see below
|  |  |  | 115 | Soda Spr-Dixonville 115kV Ln46 | see below
| TOTAL TRANSMISSION RTO PRICED | 6788 |  | 115 | Spring Creek Tap 115 kV | see below
| AND CONTROLLED |  |  | 115 | Spring Creek-Fort Sanders115kV | see below
|  |  |  | 115 | Springfield-Drain Tap 115kV | see below
|  |  |  | 115 | St. Johns-Knott 115kV | see below
|  |  |  | 115 | State St Sub-Jordon Pt 115kV | see below
|  |  |  | 115 | Tillamook-Astoria 115kV | see below
|  |  |  | 115 | Toketee-Dixonville 115kV Ln 39 | see below
|  |  |  | 115 | Toketee-Soda Spr 115kV Line 42 | see below
|  |  |  | 115 | Troutdale - Lady Island 115 kV Line | see below
|  |  |  | 115 | Troutdale - Lady Island 115 Lv Line (Oregon) | see below
|  |  |  | 115 | Troutdale/Knott 115 kV Line | see below
|  |  |  | 115 | Troutdale-Camas 69 & 115kV | see below
|  |  |  | 115 | Union Gap - White Swan 115kV | see below
|  |  |  | 115 | Union Gap-Grandview BPA 115kV | see below
|  |  |  | 115 | Union Gap-River Rd 115kV | see below
|  |  |  | 115 | Union Gap-Yakima 115kV Loop | see below
|  |  |  | 115 | Wagonhound-Jackalope 115kV | see below
[5 empty] | TOTAL 115 KV RTO PRICED | 1299
PACIFICORP CONTROLLED
|  |  |  | 69 | 69/115kV Tap To Kn Casper | see below
|  |  |  | 69 | Abajo - Aneth - Red Rock 69 kV Line | see below
|  |  |  | 69 | Abajo - Aneth #2 69 kV Line | see below
|  |  |  | 69 | Abajo - Mexican Hat 69 kV Line | see below
|  |  |  | 69 | Albina-Harrison-Lincoln 69kV | see below
|  |  |  | 69 | Albina-Troutdale 69kV-Rocky Bt | see below
|  |  |  | 69 | Albina-Troutdale 69kV-Sundial | see below
|  |  |  | 69 | Aneth - Montezuma 69 kV Line | see below
|  |  |  | 69 | Ashley - Chevron Resources 69 kV Line | see below
|  |  |  | 69 | Ashley - Vernal City 69 kV Line | see below
|  |  |  | 69 | Bend-Midstate 69kV Tie | see below
|  |  |  | 69 | Bend-Redmond 69kV | see below
|  |  |  | 69 | Blackhawk - Emery City 69 kV Line | see below
|  |  |  | 69 | Bnd Rdmnd-Plt Bute Tp69/115kV | see below
Lines Included In RTO Pricing | [8 empty] | Lines NOT Included In RTO
Lines Included for RTO Control |  |  |  | Lines NOT Included For RTO Control |  |  |  |  | Lines NOT Included For RTO Pricing or Control
Operating | Line Name | Circuit | Notes | Operating | Line Name | Circuit | Notes | Operating | Line Name | Circuit | Notes
Voltage |  | Miles |  | Voltage |  | Miles |  | Voltage |  | Miles
|  |  |  | 69 | Book Cliffs - Moab - Moab City - 69 kV Line | see below
|  |  |  | 69 | BPA Santiam-Cottonwd - Hazelwd 69 kV | see below
|  |  |  | 69 | Buena Vista-Jefferson 69kV | see below
|  |  |  | 69 | Calapooya-American Can 69 kV South Loop | see below
|  |  |  | 69 | Carnes-Days Creek 69 kV Ln 37 | see below
|  |  |  | 69 | Casper-Platte Ln Jnctn 69kV | see below
|  |  |  | 69 | Casper-Teapot 69kV | see below
|  |  |  | 69 | Casper-WAPA(Casper) 69kV Tie | see below
|  |  |  | 69 | Cave Jct-Indian Crk 69kV Ln 33 | see below
|  |  |  | 69 | Cave Jct-Indian Crk 69kV Ln 33 | see below
|  |  |  | 69 | Cleveland Ave Sub - China Hat 69/115 kV Line | see below
|  |  |  | 69 | Cold Springs-Hermiston 69kV | see below
|  |  |  | 69 | Coleman - Laverkin 69 kV Line | see below
|  |  |  | 69 | Condit-Powerdale 69kV | see below
|  |  |  | 69 | Condit-Powerdale 69kV | see below
|  |  |  | 69 | Copco 1 Sw-Yreka 69kV Line 67 | see below
|  |  |  | 69 | Copco 1-Copco 1 Sw 69kV Ln 26 | see below
|  |  |  | 69 | Copco 1-Copco 2 69kV Line 15 | see below
|  |  |  | 69 | Copco 1-Voorhies Xing 69kV | see below
|  |  |  | 69 | Copco 1-Voorhies Xing 69kV Line 3 | see below
|  |  |  | 69 | Copco 2-Delta 69kV Line 2 | see below
|  |  |  | 69 | Copco 2-K Falls Sub 69kV Ln 4 | see below
|  |  |  | 69 | Copco 2-K Falls Sub 69kV Ln 4 | see below
|  |  |  | 69 | Copco 2-Westside 69kV Line 18 | see below
|  |  |  | 69 | Copco 2-Westside 69kV Ln 18 | see below
|  |  |  | 69 | Cspr-Red Butte-Platte Ln Jnctn 69 kV | see below
|  |  |  | 69 | D J Coal Mine Tap 69 kV | see below
|  |  |  | 69 | D.J.-Platte Ln Jnctn 69kV | see below
|  |  |  | 69 | Del Norte Northcrest Ln 87 69k | see below
|  |  |  | 69 | Del Norte State Ln 69kV Ln85 | see below
|  |  |  | 69 | Del Norte Yurok 69kV Ln87 | see below
|  |  |  | 69 | Diamond Hill-Halsey +.85 Mile 69 kV Line | see below
|  |  |  | 69 | Dixonville-Carnes 69kV Line 30 | see below
|  |  |  | 69 | Dixonville-Douglas Veneer 69kV | see below
|  |  |  | 69 | Dixonville-Ln 30 Jct 69kV Ln65 | see below
|  |  |  | 69 | Dorris-Line 5 Jct 69kV Line 41 | see below
|  |  |  | 69 | Elgin-Enterprise 69kV Minam | see below
|  |  |  | 69 | Emery - Consolidated Coal - Sufco Mine 69 kV | see below
|  |  |  | 69 | Emery (By Hunter Plant) - Moore 69kV Line | see below
|  |  |  | 69 | Enterprise Jct-Alturas 69kV L5 | see below
|  |  |  | 69 | Enterprise Jct-Alturas 69kV L5 | see below
|  |  |  | 69 | Garden City Tap,Montpelier-Indian Jct 69kV | see below
|  |  |  | 69 | Georgetown-Montpelier-Indian Jct. 69kV Line | see below
|  |  |  | 69 | Goshen - Rigby 69 kV Line | see below
|  |  |  | 69 | Grace - Henry Mine 69 kV Line - Idaho | see below
|  |  |  | 69 | Grants Pass-Merlin 69kV Ln 45 | see below
|  |  |  | 69 | Harrisburg-Lancaster 69kV | see below
|  |  |  | 69 | Hazelwood-Corvallis 69/115kV | see below
|  |  |  | 69 | Hazelwood-Springfield 69kV | see below
|  |  |  | 69 | Hermiston-Hinkle 69kV | see below
|  |  |  | 69 | Hurricane-Enterprise | see below
|  |  |  | 69 | Iron Gate-Copco 2 69kV Line 62 | see below
|  |  |  | 69 | Jefferson - Mud Lake 69 kV Line | see below
|  |  |  | 69 | Jefferson - South Dubois 69 kV Line | see below
|  |  |  | 69 | Klam Falls-Chiloquin 69kV Ln11 | see below
Lines Included In RTO Pricing | [8 empty] | Lines NOT Included In RTO
Lines Included for RTO Control |  |  |  | Lines NOT Included For RTO Control |  |  |  |  | Lines NOT Included For RTO Pricing or Control
Operating | Line Name | Circuit | Notes | Operating | Line Name | Circuit | Notes | Operating | Line Name | Circuit | Notes
Voltage |  | Miles |  | Voltage |  | Miles |  | Voltage |  | Miles
|  |  |  | 69 | Klam Falls-Ln 11 Jct 69kV Ln56 | see below
|  |  |  | 69 | Klamath Falls-Lakeview 69kV L9 | see below
|  |  |  | 69 | Klamath-Weyerhaeuser 69kV Ln68 | see below
|  |  |  | 69 | Klondike-Willow Cr 69 & 115kV | see below
|  |  |  | 69 | Lasal - Rio Algom 69 kV Line | see below
|  |  |  | 69 | Lone Pine-Medford 69kV Line 49 | see below
|  |  |  | 69 | Lone Pine-Prospect 69kV Ln 6 | see below
|  |  |  | 69 | Madras-Redmond 69kV | see below
|  |  |  | 69 | Madras-Warm Springs 69kV | see below
|  |  |  | 69 | Malad - Juniper 69 kV Line | see below
|  |  |  | 69 | Malad - Juniper 69 kV Line - Snowville Tap | see below
|  |  |  | 69 | Malin Sub-Malin 69kV Line 78 | see below
|  |  |  | 69 | Malin Sub-Malin 69kV Line 78 | see below
|  |  |  | 69 | Mcnary-Pendleton 69kV | see below
|  |  |  | 69 | Medford-Grants Pass 69kV Ln 32 | see below
|  |  |  | 69 | Middleton - Dixie Deer 34.5/69 kV Line | see below
|  |  |  | 69 | Middleton - Laverkin 69 kV Line | see below
|  |  |  | 69 | Midwest-Linch 69kV | see below
|  |  |  | 69 | Mile High - Lakeview | see below
|  |  |  | 69 | Mineral Products - Panguitch 69 kV Line | see below
|  |  |  | 69 | Moab - Pinto 69 kV Line | see below
|  |  |  | 69 | Moab - Texas Gulf 69 kV Line | see below
|  |  |  | 69 | Montague-Weed Jct 69kV Line 1 | see below
|  |  |  | 69 | Montague-Yuba 69kV Line 10 | see below
|  |  |  | 69 | Mt Baldy-Yurok 69kV Line 38 | see below
|  |  |  | 69 | Mt Baldy-Yurok 69kV Line 38 | see below
|  |  |  | 69 | Mud Lake - Amps 69 kV Line | see below
|  |  |  | 69 | Murder Creek Tap 69kV | see below
|  |  |  | 69 | Murder Crk-Jeffer-Stayt-Sant | see below
|  |  |  | 69 | Myton Line Tap Point - Pariette 69 kV Line | see below
|  |  |  | 69 | Naughton - Pinedale 69 kV Line | see below
|  |  |  | 69 | Noranda Minerals 69 kV Line - Wyoming | see below
|  |  |  | 69 | Oromite Tap 69kV | see below
|  |  |  | 69 | Ovid - Sage 69 kV Line - (Utah) | see below
|  |  |  | 69 | Ovid - Sage 69 kV Line (Idaho) | see below
|  |  |  | 69 | Ovid - Sage 69 kV Line (Wyoming) | see below
|  |  |  | 69 | Pasco-Boise Cascade 69kV | see below
|  |  |  | 69 | Pendleton-Mcnary 69kV | see below
|  |  |  | 69 | Pendleton-Walla Walla 69kV | see below
|  |  |  | 69 | Pend-Rdup-Pilot Rck-Mckay 69kV | see below
|  |  |  | 69 | Pilot Butte-Cec Tap 69/115kV | see below
|  |  |  | 69 | Pinto - Abajo 69 kV Line | see below
|  |  |  | 69 | Powerdale-Dee 69kV | see below
|  |  |  | 69 | Powerdale-H.River-Tucker-Dee J | see below
|  |  |  | 69 | Prosp 1-Prospect Cent 69kV L23 | see below
|  |  |  | 69 | Prosp 2-Prospect Cent 69kV L24 | see below
|  |  |  | 69 | Prosp 3-Prospect Cent 69kV L22 | see below
|  |  |  | 69 | Redmond-BPA 69kV Tap | see below
|  |  |  | 69 | Rexburg - Newdale - Canyon Creek 69 kV Line | see below
|  |  |  | 69 | Rigby - Menan - Roberts 69 kV Line | see below
|  |  |  | 69 | Rigby - Mud Lake No 1 - 69 kV Line | see below
|  |  |  | 69 | Rigby - Rexburg 69 kV Line | see below
|  |  |  | 69 | Rigby - St Anthony No 2 69 kV Line | see below
|  |  |  | 69 | Rigby - Sunnydell - St. Anthony 69 kV Line | see below
|  |  |  | 69 | Rigby-Webster 69 kV Line | see below
Lines Included In RTO Pricing | [8 empty] | Lines NOT Included In RTO
Lines Included for RTO Control |  |  |  | Lines NOT Included For RTO Control |  |  |  |  | Lines NOT Included For RTO Pricing or Control
Operating | Line Name | Circuit | Notes | Operating | Line Name | Circuit | Notes | Operating | Line Name | Circuit | Notes
Voltage |  | Miles |  | Voltage |  | Miles |  | Voltage |  | Miles
|  |  |  | 69 | Rndup-Mckay-Buckaroo-Pend 69kV | see below
|  |  |  | 69 | Roberts - Clements - Merrill 69 kV Line | see below
|  |  |  | 69 | Round Butte Tap 69kV | see below
|  |  |  | 69 | Sage - Naughton 69 kV Line | see below
|  |  |  | 69 | Scenic Sub-Grants Pass 69kV | see below
|  |  |  | 69 | Scoville - Arco 69 kV Line | see below
|  |  |  | 69 | Scoville - Howe - Berenice 69 kV Line | see below
|  |  |  | 69 | Sugarmill - Sand Creek 69kV Line | see below
|  |  |  | 69 | Tabiona 69 kV Tap (Moon Lake - Hanna 69 kV Line) | see below
|  |  |  | 69 | Toquerville - Springdale 34.5/69 kV Line | see below
|  |  |  | 69 | Upalco - Myton Pumping Station 69 kV Line | see below
|  |  |  | 69 | Vine St-Murder Creek 69kV | see below
|  |  |  | 69 | Voorhies Xng-Lone Pine69kVln79 | see below
|  |  |  | 69 | Walla Walla Central-Pendleton | see below
|  |  |  | 69 | Walla Walla-Boise Cascade 69kV | see below
|  |  |  | 69 | Walla Walla-Central-BPA 69kV | see below
|  |  |  | 69 | Walla Walla-Mill Creek 69kV | see below
|  |  |  | 69 | Wallula-Cascade Kraft69/115kV | see below
|  |  |  | 69 | WAPA-Ten Mile Tap 69kV | see below
|  |  |  | 69 | West Cedar - Coleman 34.5/69kV Dc Line | see below
|  |  |  | 69 | West Salem-Hazelwood 69kV | see below
|  |  |  | 69 | Wolf Creek 69 kV Tap (Moon Lake - Hanna 69 kV Line | see below
|  |  |  | 69 | Wyodak Plant-Sub 69 kV Tie Lin | see below
|  |  |  | 69 | Ww Central-Pomeroy-Clrkstn69kV | see below
|  |  |  | 69 | Yreka-Ft Jones 69kV | see below
[5 empty] | TOTAL 69 KV RTO PRICED | 2973
PACIFICORP CONTROLLED
|  |  |  | 57 | Bairoil-Ferris Sub 57kV | see below
|  |  |  | 57 | Columbia-122nd Ave 57kV | see below
|  |  |  | 57 | Columbia-Knott 57kV | see below
|  |  |  | 57 | D. Johnston-Douglas 57kV | see below
|  |  |  | 57 | Knott-Taber 57kV | see below
|  |  |  | 57 | Parkrose-122nd Ave 57kV | see below
|  |  |  | 57 | Prescott St-Villa 57kV | see below
|  |  |  | 57 | WAPA(Glendo)-Douglas 57kV | see below
[5 empty] | TOTAL 57 KV RTO PRICED | 118
PACIFICORP CONTROLLED
|  |  |  | 46 | 46 kV Tie Line To Jordan 4.2 kV Sub | see below
|  |  |  | 46 | 46kV Underground Loop Into Morton Court | see below
|  |  |  | 46 | Altaview - Butlerville 46kV Line | see below
|  |  |  | 46 | Altaview - Metro Pumps #1 46kV Line | see below
|  |  |  | 46 | Amalga - Cache Valley Dairy Assocn 46 kV Line | see below
|  |  |  | 46 | Amalga - Lewston 46 kV Line | see below
|  |  |  | 46 | Andelex 46 kV Tap Line | see below
|  |  |  | 46 | Ashton - St Anthony 46 kV Line | see below
|  |  |  | 46 | Bancroft - Chesterfield 46 kV Line | see below
|  |  |  | 46 | Bear River - Corinne 46 kV Line | see below
|  |  |  | 46 | Blundell - Milford 138/46 kV Line | see below
|  |  |  | 46 | Cameron - Elk Meadows 46 kV Line | see below
|  |  |  | 46 | Cameron - Minersville 46 kV Line | see below
|  |  |  | 46 | Cannon Tap To Gadsby - Snarr 46kV Tie Line | see below
|  |  |  | 46 | Cottonwood - Holladay 46 kV Line | see below
|  |  |  | 46 | Cottonwood - Midvale 46 kV Line | see below
|  |  |  | 46 | Cottonwood - Park City 46 kV Line | see below
|  |  |  | 46 | Cutler - Bear River 46 kV Line | see below
Lines Included In RTO Pricing | [8 empty] | Lines NOT Included In RTO
Lines Included for RTO Control |  |  |  | Lines NOT Included For RTO Control |  |  |  |  | Lines NOT Included For RTO Pricing or Control
Operating | Line Name | Circuit | Notes | Operating | Line Name | Circuit | Notes | Operating | Line Name | Circuit | Notes
Voltage |  | Miles |  | Voltage |  | Miles |  | Voltage |  | Miles
|  |  |  | 46 | Cutler - El Monte 46 kV Line | see below
|  |  |  | 46 | Cutler - Smithfield 46 kV Line | see below
|  |  |  | 46 | Delta - Clear Lake 46 kV Line | see below
|  |  |  | 46 | Devils Slide - Evanston 46 kV Line - Utah | see below
|  |  |  | 46 | Devils Slide - Evanston 46 kV Line - Wyoming | see below
|  |  |  | 46 | Devils Slide - Silver Creek Jct 46 kV Line | see below
|  |  |  | 46 | Deweyville - Blue Creek 46 kV Line | see below
|  |  |  | 46 | Double Circuit To 82115 & 82116 | see below
|  |  |  | 46 | Draper - Utah State Prison 46 kV Line | see below
|  |  |  | 46 | East Hyrum - Logan Station (East) 46 kV Line | see below
|  |  |  | 46 | El Monte - Eden 46 kV Line | see below
|  |  |  | 46 | El Monte - Gadsby 46 kV Dc Line | see below
|  |  |  | 46 | El Monte - Gadsby 46 kV Line Wp Taps | see below
|  |  |  | 46 | El Monte - Second Street Substation 46 kV Line | see below
|  |  |  | 46 | El Monte - Weber 46 kV Line | see below
|  |  |  | 46 | El Monte - Weber 46 kV Line - Nonproject | see below
|  |  |  | 46 | Fillmore - Delta 46 kV Line | see below
|  |  |  | 46 | Fillmore - Flowell 46 kV Line | see below
|  |  |  | 46 | Franklin - Preston 46 kV Line | see below
|  |  |  | 46 | Franklin - Smithfield 46 kV Line - Idaho | see below
|  |  |  | 46 | Franklin - Smithfield 46 kV Line (Utah Section) | see below
|  |  |  | 46 | Gadsby - Chevron 46 kV Line | see below
|  |  |  | 46 | Gadsby - Jordan 46 kV Line | see below
|  |  |  | 46 | Gadsby - Sixth South - Mcclelland 46 kV Line | see below
|  |  |  | 46 | Gadsby - Snarr 46 kV Line | see below
|  |  |  | 46 | Gadsby - Southeast No 1 - 46 kV Line | see below
|  |  |  | 46 | Gadsby - Southeast No 2 - 46 kV Line | see below
|  |  |  | 46 | Gadsby - Terminal No 3 46 kV Line | see below
|  |  |  | 46 | Gadsby - Terminal No 4 West 46 kV Line | see below
|  |  |  | 46 | Globe Mill - Ogden Union Depot 46 kV Tie Line | see below
|  |  |  | 46 | Goshen - Idaho Falls No 2 - 46 kV Line | see below
|  |  |  | 46 | Goshen - Shelley - Idaho Falls No 1 - 46 kV Line | see below
|  |  |  | 46 | Grace - Cove 46 kV Tie Lines - Project | see below
|  |  |  | 46 | Grace - Inkom 46 kV Line | see below
|  |  |  | 46 | Granger - Valley Center 46 kV Tie Line | see below
|  |  |  | 46 | Green Canyon - Logan Canyon 46 kV Line | see below
|  |  |  | 46 | Hale - Orem 46 kV Line | see below
|  |  |  | 46 | Hale - Spanish Fork - Santaquin 46 kV Line | see below
|  |  |  | 46 | Helper - Blackhawk 46 kV Line | see below
|  |  |  | 46 | Helper - Castlegate 46 kV Line | see below
|  |  |  | 46 | Helper - Columbia No 2 - 46 kV Line | see below
|  |  |  | 46 | Helper - Near National Switchrack 46/138kV Line | see below
|  |  |  | 46 | Helper - Rains 46 kV Line | see below
|  |  |  | 46 | Helper - Thompson 46 kV Line | see below
|  |  |  | 46 | Holladay - Butlerville 46 kV Line | see below
|  |  |  | 46 | Honeyville - Thiokol 46 kV Line | see below
|  |  |  | 46 | Horseshoe - Lakeside 46 kV Line | see below
|  |  |  | 46 | Horseshoe - Skunk Ridge - Uspci 46 kV Line | see below
|  |  |  | 46 | Jerusalem - Moroni Feed 46 kV Line | see below
|  |  |  | 46 | Jerusalem - Mt Pleasant 46 kV Line | see below
|  |  |  | 46 | Jordan - 3rd West 46 kV Line | see below
|  |  |  | 46 | Jordan - Eimco 46 kV Line | see below
|  |  |  | 46 | Jordan - Northeast - Mcclelland 46 kV | see below
|  |  |  | 46 | Jordan Narrows - Metro Water Dist Pump 46 K | see below
|  |  |  | 46 | Judge - Brighton 46 kV Line | see below
Lines Included In RTO Pricing | [8 empty] | Lines NOT Included In RTO
Lines Included for RTO Control |  |  |  | Lines NOT Included For RTO Control |  |  |  |  | Lines NOT Included For RTO Pricing or Control
Operating | Line Name | Circuit | Notes | Operating | Line Name | Circuit | Notes | Operating | Line Name | Circuit | Notes
Voltage |  | Miles |  | Voltage |  | Miles |  | Voltage |  | Miles
|  |  |  | 46 | Lewiston - Preston 46 kV Line - Idaho | see below
|  |  |  | 46 | Lewiston - Preston 46 kV Line - Utah | see below
|  |  |  | 46 | Lifton-Leefe 46 kV Line, Remaining Part & Taps | see below
|  |  |  | 46 | Lincoln - 23rd Street Substation 46 kV Tie Line | see below
|  |  |  | 46 | Lincoln - Parry Substation 46 kV Tie Line | see below
|  |  |  | 46 | Lindon-Timp-Sharon 46 kV Line | see below
|  |  |  | 46 | Logan - Usu - Logan City 46 kV Line | see below
|  |  |  | 46 | Mccammon - Downey 46 kV Line | see below
|  |  |  | 46 | Mcclelland - Emigration - Southeast 46 kV Line | see below
|  |  |  | 46 | Midway - Heber 46 kV Tie Line | see below
|  |  |  | 46 | Midway - Judge 46 kV Line | see below
|  |  |  | 46 | Milford - Minersville 46 kV Line | see below
|  |  |  | 46 | Mineral Products - Sevier 46 kV Line | see below
|  |  |  | 46 | Morton Court - Brunswick 46 kV Underground Line | see below
|  |  |  | 46 | Murdock - Kamas 46 kV Line | see below
|  |  |  | 46 | Nebo - Delta 46 kV Line | see below
|  |  |  | 46 | Nebo - Gunnison No 1 46 kV Line | see below
|  |  |  | 46 | Nebo - Scipio 46 kV Line | see below
|  |  |  | 46 | Nebo - Vickers - Gunnison No. 2 46kV Line | see below
|  |  |  | 46 | Ninety South - Altaview 46 kV Line | see below
|  |  |  | 46 | Ninety South - Draper (East) 46 kV Line | see below
|  |  |  | 46 | Ninety South - Lark 46 kV Line | see below
|  |  |  | 46 | Ninety South - Midvale East 46 kV Line | see below
|  |  |  | 46 | Ninety South - Midvale West 46 kV Line | see below
|  |  |  | 46 | Ninety South - Oquirrh 46 kV Line | see below
|  |  |  | 46 | Ninety South - Union 46 kV Line | see below
|  |  |  | 46 | North Logan - Utah State University 46 kV Line | see below
|  |  |  | 46 | Olmsted - American Fork - Lehi City 46 kV Line | see below
|  |  |  | 46 | Olmsted - Eureka No 1 - 46 kV Line | see below
|  |  |  | 46 | Olmsted - Hale Steam Plant 46 kV Line | see below
|  |  |  | 46 | Olmsted - Saratoga - 46 kV Line | see below
|  |  |  | 46 | Orange - Unisys 46kV Tie Line | see below
|  |  |  | 46 | Orem - Sharon 46 kV Line | see below
|  |  |  | 46 | Park City - Judge 46 kV Line | see below
|  |  |  | 46 | Park City - Silver Creek 46 kV Line | see below
|  |  |  | 46 | Pavant - Delta 138/46 kV Line | see below
|  |  |  | 46 | Pioneer - El Monte 46 kV Line | see below
|  |  |  | 46 | Pioneer - Lincoln 46 kV Line | see below
|  |  |  | 46 | Preston - Franklin - Downey 46 kV Line | see below
|  |  |  | 46 | Riter - Magna - Chevron 46 kV Line | see below
|  |  |  | 46 | Riverdale - Clearfield - Layton 46 kV Line | see below
|  |  |  | 46 | Riverdale - Devils Slide No 2 - 46 kV Line | see below
|  |  |  | 46 | Riverdale - Globe Mills Switchrack - El Monte 46 K | see below
|  |  |  | 46 | Riverdale - Lincoln No 1 - 46 kV Line | see below
|  |  |  | 46 | Riverdale - Lincoln No 2 - 46 kV Line | see below
|  |  |  | 46 | Riverdale - No. 2 Hill Field Sub. 46 kV Line | see below
|  |  |  | 46 | Sage - Evanston 46 kV Line - Utah | see below
|  |  |  | 46 | Sage - Evanston 46 kV Line - Wyoming | see below
|  |  |  | 46 | Santaquin - Nebo No 1 46 kV Line | see below
|  |  |  | 46 | Santaquin - Nebo No 2 46 kV Line | see below
|  |  |  | 46 | Saratoga - Welfare 46 kV Line | see below
|  |  |  | 46 | Scipio - Mccormick 46 kV Line | see below
|  |  |  | 46 | Scipio - Richfield 46 kV Line | see below
|  |  |  | 46 | Sevier - Sulphurdale 46 kV Line | see below
|  |  |  | 46 | Sigurd - Gunnison No. 1 - 46 kV Line | see below
Lines Included In RTO Pricing | [8 empty] | Lines NOT Included In RTO
Lines Included for RTO Control |  |  |  | Lines NOT Included For RTO Control |  |  |  |  | Lines NOT Included For RTO Pricing or Control
Operating | Line Name | Circuit | Notes | Operating | Line Name | Circuit | Notes | Operating | Line Name | Circuit | Notes
Voltage |  | Miles |  | Voltage |  | Miles |  | Voltage |  | Miles
|  |  |  | 46 | Sigurd - Gunnison No. 2 - 46 kV Line | see below
|  |  |  | 46 | Sigurd - Sevier #1 46 kV Line | see below
|  |  |  | 46 | Sigurd - Sevier #2 46 kV Line | see below
|  |  |  | 46 | Sigurd - Us Gypsum 46 kV Line | see below
|  |  |  | 46 | Silver Creek - Kamas 46 kV Line | see below
|  |  |  | 46 | Sixth South - Mcclelland 46 kV Line | see below
|  |  |  | 46 | Sixth West 46 kV Industrial 46 kV Tie Line | see below
|  |  |  | 46 | Smithfield - North Logan - Logan Canyon 46 kV Line | see below
|  |  |  | 46 | Soldier Summit - Clear Creek 46 Kc Line | see below
|  |  |  | 46 | Southeast - Cottonwood 46 kV Line | see below
|  |  |  | 46 | Southeast - Parleys 46 kV Line | see below
|  |  |  | 46 | Spanish Fork - Helper 46 kV Line | see below
|  |  |  | 46 | Sulphurdale - Milford 46 kV Line | see below
|  |  |  | 46 | Targhee - Marysville Hydro 46kV Line | see below
|  |  |  | 46 | Taylorsville - Kearns 46 kV Line | see below
|  |  |  | 46 | Taylorsville - Meadowbrook 46 kV Line | see below
|  |  |  | 46 | Taylorsville - Utah State Prison 46 kV Line | see below
|  |  |  | 46 | Terminal - Bacchus - Lark 46 kV Line | see below
|  |  |  | 46 | Terminal - Taylorsville - East 46 kV Line | see below
|  |  |  | 46 | Terminal - Taylorsville West 46 kV Line | see below
|  |  |  | 46 | Terminal - Tooele 46 kV Line | see below
|  |  |  | 46 | Terminal - Weber 46 kV Line | see below
|  |  |  | 46 | Third West - West Temple 46 kV Underground Line | see below
|  |  |  | 46 | Timp - Vineyard 46 kV | see below
|  |  |  | 46 | Tooele - Dugway 46 kV Line | see below
|  |  |  | 46 | Tooele - Grantsville #1 46 kV Line | see below
|  |  |  | 46 | Tooele - Horseshoe 46 kV Line | see below
|  |  |  | 46 | Tooele - Mercur 46 kV Line | see below
|  |  |  | 46 | Tooele - Tooele Ordinance Depot 46kV Line | see below
|  |  |  | 46 | Union-Butlerville 46 kV Line | see below
|  |  |  | 46 | University 46 kV Tap Line (138 kV Const) | see below
|  |  |  | 46 | Vickers - Nephi City 46 kV Line | see below
|  |  |  | 46 | Weber - Devils Slide 46 kV Line | see below
|  |  |  | 46 | West 46 kV Tap To East Hyrum | see below
|  |  |  | 46 | West Roy - Layton Canal Pumps 46 kV Line | see below
[5 empty] | TOTAL 46 KV RTO PRICED | 2506
PACIFICORP CONTROLLED
[5 empty] | TOTAL TRANSMISSION RTO PRICED | 8172
BUT NOT CONTROLLED
TRANSMISSION LINE NOTES
(1) PACW to CAISO RTO Interconnection Facility
(2) Path C Facility
(3) PACE to WALC RTO Interconnection Facility (WestConnect)
(4) PACE to WAUC RTO Interconnection Facility (WestConnect)
Substation Transformers Included In RTO Pricing | [8 empty] | Substation Tranformers NOT Included In RTO
Substation Transformers Included For RTO Control |  |  |  | Substation Transformers NOT Included For RTO Control
| Transmission Transformers | Voltage | Notes |  | Transmission Transformers | Voltage | Notes |  | Transmission Transformers | Voltage | Notes
| Name of Substation |  |  |  | Name of Substation |  |  |  | Name of Substation
| Ben Lomond | 345/230/138 kV | 2 |  | Abajo | 138/69 kV |  |  | Generator Step-up Transformers Only | High Voltage
| Casper | 230/115 kV | 4 |  | Ager | 115/69 kV |  |  | Bend Substation | 69
| Copco II 230kv | 230/115 kV | 1 |  | Amps Auto Trans | 230/69 kV |  |  | Blundell Geothermal Plant And Substation | 46
| Dixonville 500kv | 500/230 kV |  |  | Angel | 138/46/12.5 kV |  |  | Carbon Plant Common Facilities And Substation | 138
| Malin | 500/230 kV |  |  | Antelope | 230/138/161 kV |  |  | Condit Hydro Plant | 69
| Meridian 500kv | 500/230 kV |  |  | Ashley | 135/69 kV |  |  | Copco 1 HE Plant Substation | 69
| Sigurd | 345/230 kV |  |  | Barney | 138/44 kV |  |  | Cove HE Plant And Substation - Project | 46
| Spanish Fork | 345/138 kV | 3 |  | Bend | 69/12.47 kV |  |  | Cutler Hydroelectric Station - Project | 138
| Terminal | 345/230 kV |  |  | Black Hawk | 67/45/6.6 kV |  |  | Dave Johnston Steam Plant | 115
| Treasureton #2 Auto Trans | 230/138 kV | 2 |  | Bonneville | 161/69 kV |  |  | Dave Johnston Steam Plant | 230
[5 empty] | Book Cliffs | 69/44/2.4 kV |  |  | Eagle Point Substation | 115
[5 empty] | Brooks-Scanlon Lbr | 69/12.5 kV |  |  | Eastside Substation | 69
[5 empty] | Buffalo | 230/20.8 kV |  |  | Elk Basin | 34.5
[5 empty] | Calapooya | 230/69 kV |  |  | Emery Substation (Hunter Project) | 345
[5 empty] | Caribou | 138/46 kV |  |  | Fall Creek Substation | 69
[5 empty] | Central | 69/12/4.16 kV |  |  | Fish Creek Substation | 115
[5 empty] | Centralia Coal Mine | 230/34.5 kV |  |  | Gadsby Plant Common Facilities And Substation | 46
[5 empty] | Cold Springs | 230/69 kV |  |  | Grace HE Plant,Substation And Buildings - Project | 138
[5 empty] | Coleman | 138/69/34.5 kV |  |  | Huntington Plant Common Facilities And Substation | 345
[5 empty] | Conda | 138/46 kV |  |  | Iron Gate HE Plant Substation | 69
[5 empty] | Cottonwood | 132/46/12.47 kV |  |  | J C Boyle Substation | 230
[5 empty] | Cove | 230/69 kV |  |  | James River Cogeneration | 69
[5 empty] | Cragview | 115/69 kV |  |  | Jim Bridger Plant | 345
[5 empty] | D.J. Coal Mine | 69/34.5 kV |  |  | Lemolo 1 Substation | 115
[5 empty] | Dalreed | 230/34.5 kV |  |  | Lemolo 2 Substation | 115
[5 empty] | Days Creek | 115/69 kV |  |  | Merwin Hydro Plant | 115
[5 empty] | Delnorte | 115/69 kV |  |  | Naches Drop Hydro Plant | 12
[5 empty] | Diamond Hill | 230/69 kV |  |  | Naches Hydro Plant | 12
[5 empty] | Dixonville 230 kv | 230/115/69 kV |  |  | Naughton Plant Common Facilities And Substation | 230
[5 empty] | Fire Hole | 230/34.5 kV |  |  | Olmsted HE Plant, Substation & Training Center | 46
[5 empty] | Fish Hole | 115/69 kV |  |  | Oneida HE Plant And Substation | 138
[5 empty] | Fishcreek | 161/46 kV |  |  | Pioneer HE Plant,Substation & Maint Bldg - Project | 46
[5 empty] | Franklin Auto Trans | 138/46 kV |  |  | Powerdale Hydro Plant | 69
[5 empty] | Frannie | 230/34.5 kV |  |  | Prospect 1 Substation | 69
[5 empty] | Fry | 230/115 kV |  |  | Prospect 2 Substation | 69
[5 empty] | Garland | 230/34.5 kV |  |  | Prospect 3 Substation | 69
[5 empty] | Glendo-Auto | 69/57 kV |  |  | Prospect Central Station | 69
[5 empty] | Goshen | 138/46/69 kV |  |  | Slide Creek Substation | 115
[5 empty] | Grants Pass | 230/115/69 kV |  |  | Soda HE Plant And Substation - Project | 138
[5 empty] | Grass Creek | 230/34.5 kV |  |  | Soda Springs Substation | 115
[5 empty] | Green Springs Plant | 125/71 kV |  |  | St. Anthony HE Plant And Substation - Project | 46
[5 empty] | Hazelwood | 115/69 kV |  |  | St. Anthony HE Plant And Substation - Project | 69
[5 empty] | Highland | 138/46/12.5 kV |  |  | Swift Hydro #1 Plant | 230
[5 empty] | Hill Top | 115/34.5/20.8 kV |  |  | Toketee Substation | 115
[5 empty] | Horse Shoe | 132/43.8/12.47 kV |  |  | Upper Beaver HE Plant And Substation | 46
[5 empty] | Hunter | 345/138/43.8 kV |  |  | Weber Hydroelectric Station - Project | 46
[5 empty] | Huntington City | 67/43.8/12.5 kV |  |  | Wyodak Plant | 230
[5 empty] | Hurricane | 230/69 kV |  |  | Yale Hydro Plant | 115
[5 empty] | International Paper | 69/2.3 kV
[5 empty] | Isthmus | 230/115 kV
[5 empty] | Jefferson | 161/161 kV
[5 empty] | Jerusalem | 138/46 kV
[5 empty] | Jordan | 138/46/12.47 kV
[5 empty] | Kennedy | 69/57 kV
[5 empty] | Klamath Falls | 230/69 kV
[5 empty] | Laverkin | 138/69/34.5 kV
[5 empty] | Little Mountain | 230/34.5 kV
Substation Transformers Included In RTO Pricing | [8 empty] | Substation Tranformers NOT Included In RTO
Substation Transformers Included For RTO Control |  |  |  | Substation Transformers NOT Included For RTO Control
| Transmission Transformers | Voltage | Notes |  | Transmission Transformers | Voltage | Notes |  | Transmission Transformers | Voltage | Notes
| Name of Substation |  |  |  | Name of Substation |  |  |  | Name of Substation
[5 empty] | Lonepine (New) | 230/115 kV
[5 empty] | Lonepine (Old) | 115/69 kV
[5 empty] | Malad | 138/69/12.5 kV
[5 empty] | Mcclelland | 132/12 kV
[5 empty] | Mcfadden | 138/69/13.8 kV
[5 empty] | Middleton | 132/69/34.5 kV
[5 empty] | Mid-Valley | 345/138 kV
[5 empty] | Moab | 132/69/12.47 kV
[5 empty] | Monpac | 115/69 kV
[5 empty] | Mustang | 230/115 kV
[5 empty] | Ninety South | 345/138/46 kV
[5 empty] | Oquirrh | 138/46/13.8 kV
[5 empty] | Oregon Basin | 230/34.5 kV
[5 empty] | Outlook | 230/115 kV
[5 empty] | Parowan Valley | 230/138/34.5 kV
[5 empty] | Pavant | 230/46/13.8 kV
[5 empty] | Pilot Butte | 230/69/12.5 kV
[5 empty] | Pinto | 345/138/69 kV
[5 empty] | Platte | 230/115/34.5 kV
[5 empty] | Point Of Rocks | 230/34.5 kV
[5 empty] | Pomona Heights | 230/115 kV
[5 empty] | Ponderosa | 230/115/12.5 kV
[5 empty] | Redmond | 115/69/12.5 kV
[5 empty] | Riverdale | 132/45/12.47 kV
[5 empty] | Riverton | 230/34.5/12.5 kV
[5 empty] | Roberts Creek | 115/69 kV
[5 empty] | Rock Springs | 230/34.5 kV
[5 empty] | Roundup | 230/69 kV
[5 empty] | Salt Creek Pan Am | 69/34.5 kV
[5 empty] | Scoville Auto Trans | 138/69 kV
[5 empty] | Sixth South | 138/43.8/12.47 kV
[5 empty] | Snowville | 69/43.8/12.47 kV
[5 empty] | South Trona | 230/34.5 kV
[5 empty] | Sphinx | 115/45/12.47 kV
[5 empty] | Sugar Mill Auto Trans | 161/69/46 kV
[5 empty] | Syracuse | 138/46/12.47 kV
[5 empty] | Taylorsville | 138/46/13.8 kV
[5 empty] | Tooele | 132/45/6.6 kV
[5 empty] | Troutdale | 230/115/69 kV
[5 empty] | Walla Walla | 230/69 kV
[5 empty] | Wallula | 230/69 kV
[5 empty] | Weed Junction | 115/69 kV
[5 empty] | West Cedar | 230/138/34.5 kV
[5 empty] | West Vaco | 230/34.5 kV
[5 empty] | West Water | 67/43/12.47 kV
[5 empty] | Willow Creek | 69/34.5 kV
[5 empty] | Winchester Hills | 34.5/34.5/12.47 kV
[5 empty] | Wyopo | 230/34.5 kV
[5 empty] | Yellowcake | 230/34.5 kV
TRANSMISSION SUBSTATION NOTES
(1) PACW to CAISO RTO Interconnection Facility
(2) Path C Facility
(3) PACE to WALC RTO Interconnection Facility (WestConnect)
(4) PACE to WAUC RTO Interconnection Facility (WestConnect)

## PGE
PORTLAND GENERAL ELECTRIC
Lines Included In RTO Pricing | [9 empty] | Lines NOT Included In RTO Pricing
Lines Included For RTO Control |  |  |  |  | Lines NOT Included For RTO Control |  |  |  |  | Lines NOT Included For RTO Control
Operating | Line # | Line Name | Circuit | Notes | Operating | Line # | Line Name | Circuit | Notes | Operating | Line Name | Circuit | Notes
Voltage |  |  | Miles |  | Voltage |  |  | Miles |  | Voltage |  | Miles
500-kV LINES
500-kV |  | Grizzly-Round Butte | [8 empty] | GENERATION LINES
500-kV |  | Grizzly-Malin |  |  | 230-kV |  | Blue Lake-Troutdale | 1.42 |  | 500-kV | Boardman-Slatt | 17.83 | 8
|  | TOTAL | 194.1 | [6 empty] | 230-kV | Allston-Beaver | 9.16
|  | 230-kV LINES |  |  |  |  | TRANSFORMERS |  |  | 230-kV | Bethel-Round Butte | 100.04 | 9
230-kV |  | Bethel-Bethel Tap |  |  | 230/115-kV |  | Bethel VWR-2 |  |  | 230-kV | Boardman-Dalreed | 16.76
230-kV |  | Bethel-McLoughlin-Monitor |  |  | 230/115-kV |  | Bethel VWR-4 |  |  | 230-kV | Pelton-Round Butte | 7.87
230-kV |  | Carlton-Sherwood |  |  | 230/115-kV |  | Blue Lake VWR-2 |  |  | 115-kV | Faraday-Generator No. 6 | 0.11
230-kV |  | Gresham-Linneman |  |  | 230/115-kV |  | Carver VWR-1 |  |  | 115-kV | Faraday-McLoughlin | 14.7
230-kV |  | Gresham-McLoughlin |  |  | 230/115-kV |  | Gresham VWR-1 |  |  | 115-kV | Faraday-North Fork | 2.79 | line 426
230-kV |  | Keeler-St Mary's |  |  | 230/115-kV |  | Gresham VWR-2 |  |  | 115-kV | Faraday-Oak Grove | 18.68 | 16
230-kV |  | McLoughlin-Pearl-Sherwood |  |  | 230/115-kV |  | Linneman VWR-1 |  |  | 115-kV | McLoughlin-Oak Grove | 33.38
230-kV |  | Pearl-Sherwood1 |  |  | 230/115-kV |  | McLoughlin VWR-4 |  |  | 57-kV | Dunn's Corner-Portland Hydro | 11.85
230-kV |  | Redmond-Round Butte |  |  | 230/115-kV |  | McLoughlin VWR-5 |  |  |  | TRANSFORMERS
230-kV |  | Rivergate-Ross |  |  | 230/115-kV |  | Murrayhill VWR-3 |  |  | 115/57-kV | Bethel WBR-3 |  | 17
230-kV |  | Rivergate-Trojan |  |  | 230/115-kV |  | Rivergate VWR-1 |  |  | 115/57-kV | Canemah WBR-1-2-3
230-kV |  | St Mary's-Sherwood |  |  | 230/115-kV |  | Rivergate VWR-2-3-4 |  |  | 115/57-kV | Canemah WBR-4-5-6 |  | 18
230-kV |  | St Mary's-Trojan |  |  | 230/115-kV |  | Sherwood VWR-1 |  |  | 115/57-kV | Cornelius WBR-2
|  | TOTAL | 204.75 |  | 230/115-kV |  | Sherwood VWR-2 |  |  | 115/57-kV | Dayton WBR-2 |  | 15
[5 empty] | 230/115-kV |  | St Marys VWR-7 |  |  | 115/57-kV | Faraday WBR-12
[5 empty] | 230/115-kV |  | St Marys VWR-8 |  |  | 115/57-kV | Grand Ronde WBR-1
[5 empty] | 230/115-kV |  | St Marys VWR-9 |  |  | 115/57-kV | Hogan WBR-1-2-3
[10 empty] | 230/57-kV | Monitor VBR-1
[10 empty] | 115/57-kV | Orenco WBR-1
[10 empty] | 115/57-kV | Orenco WBR-2
[10 empty] | 115/57-kV | Sellwood WBK-1
115-kV LINES
[10 empty] | 115-kV | Albina-Rivergate
[10 empty] | 115-kV | Allston-St Helens
[10 empty] | 115-kV | Beaverton-St Marys
[10 empty] | 115-kV | Beaverton-West Portland
[10 empty] | 115-kV | Bethel-Penn Annex
[10 empty] | 115-kV | Blue Lake-Fairview
[10 empty] | 115-kV | Blue Lake-Glendoveer
[10 empty] | 115-kV | Canemah-McLoughlin No. 1 |  | 11
[10 empty] | 115-kV | Canemah-McLoughlin No. 2
[10 empty] | 115-kV | Canemah-Rosemont
[10 empty] | 115-kV | Canyon-Station E
[10 empty] | 115-kV | Canyon-Urban |  | 20
[10 empty] | 115-kV | Canyon-West Portland
[10 empty] | 115-kV | Carver-Gresham
[10 empty] | 115-kV | Carver-McLoughlin
[10 empty] | 115-kV | Carver-Sellwood
[10 empty] | 115-kV | Chemawa-Market
[10 empty] | 115-kV | Cornelius-Forest Grove
[10 empty] | 115-kV | Dayton-McMinnville-Newberg
[10 empty] | 115-kV | Fairview-Fujitsu
[10 empty] | 115-kV | Fujitsu-Gresham
[10 empty] | 115-kV | Fujitsu-McGill
[10 empty] | 115-kV | Glendoveer-Gresham
[10 empty] | 115-kV | Glendoveer-Tabor
[10 empty] | 115-kV | Gresham-Hogan
[10 empty] | 115-kV | Gresham-Sellwood
[10 empty] | 115-kV | Harborton-Rivergate
[10 empty] | 115-kV | Harborton-St Helens
[10 empty] | 115-kV | Harrison PP&L-Tabor
[10 empty] | 115-kV | Harrison-Eastport (Alt Feed)
[10 empty] | 115-kV | Hayden Island-Rivergate
[10 empty] | 115-kV | Hillcrest-Oxford
[10 empty] | 115-kV | Hillcrest-Liberty
[10 empty] | 115-kV | Hillcrest-Pen Annex
[10 empty] | 115-kV | Hogan-McGill
[10 empty] | 115-kV | Liberty-BPA Salem
[10 empty] | 115-kV | Linneman-Tabor
[10 empty] | 115-kV | Market-Oxford
[10 empty] | 115-kV | McLoughlin-Sellwood
[10 empty] | 115-kV | Newberg-Smurfit
[10 empty] | 115-kV | Newberg-Springbrook
[10 empty] | 115-kV | Newberg-Sherwood No. 2
[10 empty] | 115-kV | Orenco-Reedville
[10 empty] | 115-kV | Orenco-St Mary's #1
Lines Included In RTO Pricing | [9 empty] | Lines NOT Included In RTO Pricing
Lines Included For RTO Control |  |  |  |  | Lines NOT Included For RTO Control |  |  |  |  | Lines NOT Included For RTO Control
Operating | Line # | Line Name | Circuit | Notes | Operating | Line # | Line Name | Circuit | Notes | Operating | Line Name | Circuit | Notes
Voltage |  |  | Miles |  | Voltage |  |  | Miles |  | Voltage |  | Miles
[10 empty] | 115-kV | Orenco-St Mary's #2
[10 empty] | 115-kV | Orenco-Sunset
[10 empty] | 115-kV | Oswego-Rosemont
[10 empty] | 115-kV | Oswego-West Portland |  | 21
[10 empty] | 115-kV | Raleigh Hills-West Portland
[10 empty] | 115-kV | Reedville-Sherwood
[10 empty] | 115-kV | Rivergate-Kelley Point |  | 22
[10 empty] | 115-kV | Rivergate-Oregon Steel
[10 empty] | 115-kV | Rosemont-Sherwood
[10 empty] | 115-kV | Sellwood-SW 11522
[10 empty] | 115-kV | Sellwood-Urban-West Portland |  | 10
[10 empty] | 115-kV | Sherwood-Springbrook
[10 empty] | 115-kV | Sherwood-West Portland
[10 empty] | 115-kV | St Helens-Boise Cascade
[10 empty] | 115-kV | St Helens-St Johns BPA
[10 empty] | 115-kV | St Marys-Tektronix
[10 empty] | 115-kV | St Marys-Sunset #1
[10 empty] | 115-kV | St Marys-Sunset #2
[10 empty] | 115-kV | St Marys-Wacker
[10 empty] | 115-kV | Station E-St Marys
[10 empty] | 115-kV | Station E-Wacker
[11 empty] | TOTAL | 415.84
57-kV LINES
[10 empty] | 57-kV | Bethel-Elma
[10 empty] | 57-kV | Bethel-Middlegrove
[10 empty] | 57-kV | Bethel-Salem
[10 empty] | 57-kV | Boring-Dunn's Corner
[10 empty] | 57-kV | Boring-Faraday
[10 empty] | 57-kV | Boring-Hogan-Lents
[10 empty] | 57-kV | Boring-Rivermill
[10 empty] | 57-kV | Brightwood-Bull Run
[10 empty] | 57-kV | Brightwood-Rhododendren
[10 empty] | 57-kV | Bull Run-Dunn's Corner
[10 empty] | 57-kV | Canby-BPA Oregon City
[10 empty] | 57-kV | Canemah-Mt Angel
[10 empty] | 57-kV | Canemah-Smurfit
[10 empty] | 57-kV | Canemah-Sullivan
[10 empty] | 57-kV | Chemawa-Dayton
[10 empty] | 57-kV | Chemawa-Salem
[10 empty] | 57-kV | Chemawa-Middlegrove
[10 empty] | 57-kV | Chemawa-North Marion
[10 empty] | 57-kV | Columbia-St Johns
[10 empty] | 57-kV | Cornelius-Orenco No. 1
[10 empty] | 57-kV | Cornelius-Orenco No. 2
[10 empty] | 57-kV | Cornelius-West Union
[10 empty] | 57-kV | Cornelius-Yamhill
[10 empty] | 57-kV | Dayton-Grand Ronde
[10 empty] | 57-kV | Dayton-Yamhill
[10 empty] | 57-kV | Dunn's Corner-Hogan
[10 empty] | 57-kV | Dunn's Corner-Welches
[10 empty] | 57-kV | Faraday-Molalla
[10 empty] | 57-kV | Faraday-Rivermill
[10 empty] | 57-kV | Hogan-Ruby
[10 empty] | 57-kV | Knott-Stephens
[10 empty] | 57-kV | Knott-St Johns BPA
[10 empty] | 57-kV | Lents-Sellwood
[10 empty] | 57-kV | Lents-Stephens-Tabor
[10 empty] | 57-kV | Middlegrove-Mt Angel
[10 empty] | 57-kV | Monitor-Mt Angel
[10 empty] | 57-kV | Monitor-North Marion
[10 empty] | 57-kV | North Marion-Sullivan-Wilsonville
[10 empty] | 57-kV | Oregon City-Wilsonville
[10 empty] | 57-kV | Orenco-West Union
[10 empty] | 57-kV | Rhododendron-Summit
[10 empty] | 57-kV | Ruby-Tabor
[10 empty] | 57-kV | Sellwood-Stephens
[10 empty] | 57-kV | Sullivan-Simpson
[11 empty] | TOTAL | 457.15
PRELIMINARY WORK IN PROGRESS. The above list is preliminary, and PGE reserves the right to change the facilities inclusion list.

## PSE
PUGET SOUND ENERGY
Lines Included In RTO Pricing |  |  |  | Lines Exempt for RTO Pricing*
Lines Included For RTO Control |  |  |  | Lines Included For RTO Control*
Operating |  | Circuit |  | Operating |  | Circuit
Voltage | Line Name | Miles | Notes | Voltage | Line Name | Miles | Notes
500 | 3RD AC TRANS LINE
500 | BROADVIEW S Y-TOWNSEND A LINE
500 | BROADVIEW S Y-TOWNSEND B LINE
500 | COLSTRIP 3 TO S.Y.
500 | COLSTRIP 4 TO S.Y.
500 | COLSTRIP S Y-BROADVIEW A LINE
500 | COLSTRIP S Y-BROADVIEW B LINE
230 | COLSTRIP 1 TO S.Y.
230 | COLSTRIP 2 TO S.Y.
230 | BPA B'HAM-SEDRO WOOLLEY(BPA OWNED)
230 | NORTH INTERTIE TRANSM LINE (SKAGIT)
230 | BPA CUSTER-MURRAY (SEDRO TAP)
230 | SEDRO WOOLEY-MARCH PT 230KV LN
230 | SEDRO-SCL BOTHELL
230 | HORSE RANCH TAP OF BPA MONROE-SNOHOMISH #1
230 | BOTHELL-SAMMAMISH
230 | MONROE-SAMMAMISH(+SNOKING TAP)
230 | SAMM-MAPLE VALLEY #1
230 | MAPLE VALLEY - TALBOT #1
230 | MAPLE VALLEY - TALBOT #2
230 | TALBOT - BERRYDALE #3
230 | TALBOT-O'BRIEN #3 230KV LINE
230 | CHRISTOPHER-O'BRIEN #4
230 | BPA COVINGTON-WHITE RIVER NO. 1
230 | TRANSM LINE - WHITE RIVER - OLYMPIA (BPA)
230 | ROCKY REACH-WHITE RIVER
115 | ANDERSON CANYON-BEVERLY LINE
* Information is pending, and will be published as soon as it is made available.

## SPP
SIERRA PACIFIC POWER
Lines Included In RTO Pricing | [8 empty] | Lines NOT Included In RTO Pricing
Lines Included For RTO Control |  |  |  |  | Lines NOT Included For RTO Control |  |  |  | Lines NOT Included For RTO Control
Operating | Line # | Line Name | Circuit | Notes | Operating | Line # | Line Name | Circuit | Operating | Line Name | Circuit | Notes
Voltage |  |  | Miles |  | Voltage |  |  | Miles | Voltage |  | Miles
345 |  | HUMBOLDT / IDAHO-NV | 101 | [8 empty] | 8
345 |  | VALMY / COYOTECR | 41
345 |  | TRACY E / VALMY#2 | 162 | [8 empty] | 9
345 |  | TRACY E / VALMY#1 | 160
345 |  | COYOTECR / HUMBOLDT | 29 | [8 empty] | line 426
345 |  | VALMY / FALCON | 36 | [8 empty] | 16
345 |  | TRACY E / MIRA LMA | 14
345 |  | VAL RD N / TRACY E | 19
345 |  | E. TRACY / TRICENTER | 0.5
345 |  | VAL RD N/ BORDERTOWN | 15 | [8 empty] | 17
345 |  | BORDERTOWN/ HILLTOP | 151
|  | Total 345 kV | 728.5 | [8 empty] | 18
230 |  | GONDER / PEOE-NEV | 52
230 |  | MACHACEK / GONDER | 67 | [8 empty] | 15
230 |  | FRONTIER / MACHACEK | 49
230 |  | FRONTIER / ROUND MT | 57
230 |  | ROUND MT / ANACONDA | 40
230 |  | AUSTIN / FRONTIER | 13
230 |  | FT CHUR / AUSTIN | 122
|  | Total 230 kV | 400
120 |  | CAL SUB / N TRUCKE | 19
120 |  | SUMMIT 2 / CAL SUB | 26
120 |  | N TRUCKE / SUMMIT 1 | 9
120 |  | ANACONDA / MILLERS | 15
120 |  | VAL RD N / VAL ROAD | 0.5
120 |  | VAL ROAD / SPAN SPG | 6
120 |  | SPAN SPG / TRACY | 13
120 |  | CAL SUB / WASHOE SW STA | 5
120 |  | WASHOE SW STA / MT ROSE | 4
120 |  | WASHOE SW STA / RENO | 7
120 |  | CARSON T / BRUNSWCK | 5
120 |  | MT ROSE / CARSON T | 19
120 |  | TRACY E / BRUNSWCK | 31
120 |  | BRUNSWCK / BUCKEYE | 16
120 |  | MIRA LMA / BELVISTA | 4
120 |  | CAL SUB / NORTHWST | 8
120 |  | TRACY / MIRA LMA | 15
120 |  | WINN SUB / VALMY | 35
120 |  | EAGLE / OREANA | 73
120 |  | OREANA / STAR PK | 14
120 |  | DAYTON TP / BRUNSWCK | 6
120 |  | FT CHUR / DAYTON TP | 25 | [8 empty] | 19
120 |  | BUCKEYE / FT CHUR | 37
120 |  | MT ROSE / STEAMBT | 8
120 |  | FT CHUR / STEAMBT | 40
120 |  | STEAMBT / MIRA LMA | 5
120 |  | GLENDALE / GREG ST | 4
120 |  | VAL ROAD / GLENDALE | 4
120 |  | NORTHWST / VAL RD N | 4
120 |  | RENO / VAL RD N | 7
120 |  | MIRA LMA / GREG ST | 8
120 |  | TRACY / EAGLE | 21 | [8 empty] | 11
120 |  | BELVISTA / GREG ST | 4
120 |  | STAR PK / WINN SUB | 51
120 |  | TRACY / TRACY E | N/A
|  | Total 120 kV | 548.5 | [8 empty] | 20
55 |  | CAL-NEV1 / SLVR PK | 21
55 |  | CAL-NEV2 / SLVR PK | 21
55 |  | COALDALE / MILLERS | 13
55 |  | MIN. TAP / COALDALE | 13
55 |  | SLVR PK / MIN. TAP | 4
55 |  | MILLERS / TONOPAH | 13
55 |  | ALKALI / TONOPAH | 18
55 |  | FOOTCO / ALKALI | 14
55 |  | SLVR PK / FOOTCO | 3
60 |  | SUMMIT 3 / TDPUD TP | 3
60 |  | TAH-DON TP / TRUCKEE | 2
60 |  | TDPUD TP / TAH-DON TP | 4
60 |  | TRUCKEE / N TRUCKEE | 0.5
|  | Total 60 kV | 129.5
SIERRA PACIFIC POWER
Lines Included In RTO Pricing | [8 empty] | Lines NOT Included In RTO Pricing
Lines Included For RTO Control |  |  |  |  | Lines NOT Included For RTO Control |  |  |  | Lines NOT Included For RTO Control
Substations Included in RTO West for Control and Pricing
Nomimal |  | Transmission Transformers | Rated
Voltages |  | Name of Substation | MVA
230/120 |  | ANACONDA MOLY | 150
345/120 |  | E. TRACY | 280
230/120 |  | FT. CHURCHILL | 150
120/60 |  | MILLERS | 35.8
345/120 |  | MIRA LOMA | 280
345/120 |  | MIRA LOMA | 280
345/120 |  | N. VALLEY ROAD | 280
345/120 |  | N. VALLEY ROAD | 280
345/120 |  | NO VALMY | 280
345/120 |  | NO VALMY | 280
345/230 |  | HILLTOP | 300
120/60 |  | NORTH TRUCKEE | 75
60/60 |  | SILVER PEAK | 1.5
NOTES
1 |  | The old line mileage figure 123.18 included Paddock-Ontario (23.09 mi). Therefore, Brownlee-Boise Bench 1&2
circuit miles is 2 x (123.18 - 23.09).
2 |  | Sold to Avista in 2000.
3 |  | Only that portion of the line directly from AFTS to ADEL.
4 |  | Part of line 401 (AFTS - ADEL #1).
5 |  | Part of Brownlee 5th line.
6 |  | Used final structure station to calculate mileage.
7 |  | 23.09 mi less 11,466 ft from old tap point to new junction equals 20.92 mi
8 |  | 434.16 mi + 11.77 + 6.36 mi (lines 446 & 449 @ 46kV op'n)
9 |  | 1214.44 mi + 57.27 mi (line 450 @ 69kV op'n)
10 |  | 87.40 + 1.02 - 42.04 - 30.36
11 |  | Mileage includes Gowen Tap.
12 |  | 2.66 + 0.94
13 |  | #1 = 18.08; #2 = 18.14
14 |  | Actually part of #905 (10.44 mi), #907 (20.14 mi) & #910 (8.27 mi).
15 |  | 48.93 + 2.39 to account for both sides of the Blackfoot loop.
16 |  | 10.64 + 0.16 to account for the first 845 ft out of Nampa.
17 |  | 49.62 + 2.09 to account for wire only with line 602.
18 |  | 60.87 + (1.63 + 1.50 + 0.26) to account for wire only with line 434 and 412P.
19 |  | 69.96 + 1.31 to account for wire only with line 447.
20 |  | 1.42 + 1.28 to account for both sides of this double circuit line.
21 |  | 2 x (3.78 + 0.53) + 0.17 to account for both sides of the loop into Strike.
22 |  | 2 x 4.51 to account for both sides of the loop into Lucky Peak.
23 |  | Includes tap to Weiser which must be operated with the rest of the line.
24 |  | 345 kV (constr) section of the Kinport-Midpoint 345 kV line.
25 |  | 500 kV (constr) section of the Kinport-Midpoint 345 kV line.
Nomimal |  | Phase Shifters | Rated
Voltages |  | Name of Substation | MVA
120/120 |  | CAL SUB | 150
345/345 |  | BORDERTOWN | 300
60/60 |  | SILVER PEAK | 17
60/60 |  | SILVER PEAK | 17
120/120 |  | FT CHURCHILL | 150