## Base Year
Exhibit A for W912PB08T4006 (ELINs)
Revised 31 Jan 2008
ELIN A001
Item No | Description | Unit | Quantity | Unit Price without Tax
A001AA | Hinge: Prefabricated metal buildings
| Remove and replace door hinges. The contractor shall remove and replace broken door hinges for Prefabricated metal buildings. Work may involve welding of metal plates or carpentry to secure the hinges to the door or frame. See Example photos in Attachment # 1. | EA | 1
Period of Performance:
FOB: Destination
FFP
PURCHASE REQUEST NUMBER:
Item No | Description | Unit | Quantity | Unit Price without Tax
A001AB | Hinge: Office and living containers
| Remove and replace door hinges. The contractor shall remove and replace broken door hinges for Office and Living Containers. Work may involve welding of metal plates or carpentry to secure the hinges to the door or frame. See Example photos in Attachment # 1. | EA | 1
Period of Performance:
FOB: Destination
FFP
PURCHASE REQUEST NUMBER:
Item No | Description | Unit | Quantity | Unit Price without Tax
A001AC | Hinge: Ablution Units
| Remove and replace door hinges. The contractor shall remove and replace broken door hinges for Ablution Units. Work may involve welding of metal plates or carpentry to secure the hinges to the door or frame. See Example photos in Attachment # 1. | EA | 1
Period of Performance:
FOB: Destination
FFP
PURCHASE REQUEST NUMBER:
Item No | Description | Unit | Quantity | Unit Price without Tax
A001AD | Hinge: Fixed Buildings (Metal)
| Remove and replace door hinges. The contractor shall remove and replace broken door hinges for Fixed Metal Buildings. Work may involve welding of metal plates or carpentry to secure the hinges to the door or frame. See Example photos in Attachment # 1. | EA | 1
Period of Performance:
FOB: Destination
FFP
PURCHASE REQUEST NUMBER:
Item No | Description | Unit | Quantity | Unit Price without Tax
A001AE | Hinge: Fixed Buildings (Wood)
| Remove and replace door hinges. The contractor shall remove and replace broken door hinges for Fixed Wood Buildings. Work may involve welding of metal plates or carpentry to secure the hinges to the door or frame. See Example photos in Attachment # 1. | EA | 1
Period of Performance:
FOB: Destination
FFP
PURCHASE REQUEST NUMBER:
Item No | Description | Unit | Quantity | Unit Price without Tax
A001AF | Pull Bar Coil Spring and Strap
| Remove, Replace or Repair mechanical pull bar coil spring and strap | EA | 1
Period of Performance:
FOB: Destination
FFP
PURCHASE REQUEST NUMBER:
Item No | Description | Unit | Quantity | Unit Price without Tax
A001AG | Replace or Repair Exterior Window Shutters
|  | EA | 1
Period of Performance:
FOB: Destination
FFP
PURCHASE REQUEST NUMBER:
ELIN A002 ELINS
Item No | Description | Unit | Quantity | Unit Price without Tax
A002AA | Remove and replace door lock hardware including handles.
| Remove and replace cylinder locks. (Unlocked) Lock may be keyed on both sides, or with a key on one side and a turn handle on the other. Lock installed will be at COR discretion. | EA | 1
Period of Performance:
FOB: Destination
FFP
PURCHASE REQUEST NUMBER:
Item No | Description | Unit | Quantity | Unit Price without Tax
A002AB | Remove and replace door lock hardware including handles.
| Drill out and remove secured cylinder lock. Remove and replace cylinder lock. Lock may be keyed on both sides, or with a key on one side and a turn handle on the other. Lock installed will be at COR discretion. | EA | 1
Period of Performance:
FOB: Destination
FFP
PURCHASE REQUEST NUMBER:
Item No | Description | Unit | Quantity | Unit Price without Tax
A002AC | Remove and replace door lock hardware including handles.
| Remove and replace Type 1 container door hardware (metal doors). See Example photos in Attachment # 1 | EA | 1
Period of Performance:
FOB: Destination
FFP
PURCHASE REQUEST NUMBER:
Item No | Description | Unit | Quantity | Unit Price without Tax
A002AD | Remove and replace door lock hardware including handles.
| Remove and replace Type 2 container door hardware (metal doors). See Example photos in Attachment # 1 | EA | 1
Period of Performance:
FOB: Destination
FFP
PURCHASE REQUEST NUMBER:
Item No | Description | Unit | Quantity | Unit Price without Tax
A002AE | Remove and replace door lock hardware including handles.
| Remove and replace unspecified door hardware (metal doors). See Example Photos in Attachment # 1 | EA | 1
Period of Performance:
FOB: Destination
FFP
PURCHASE REQUEST NUMBER:
Item No | Description | Unit | Quantity | Unit Price without Tax
A002AF | Remove and replace door lock hardware including handles.
| Remove and replace unspecified door hardware (wooden doors). See Example Photos in Attachment # 1 | EA | 1
Period of Performance:
FOB: Destination
FFP
PURCHASE REQUEST NUMBER:
Item No | Description | Unit | Quantity | Unit Price without Tax
A002AG | Remove and replace panic door hardware (metal doors)
| Remove and replace panic door hardware (metal doors). See Example Photos in Attachment # 1 | EA | 1
Period of Performance:
FOB: Destination
FFP
PURCHASE REQUEST NUMBER:
Item No | Description | Unit | Quantity | Unit Price without Tax
A002AH | Copy Keys
| Contractor shall make copies of keys for locks as specified by the COR. | EA | 1
Period of Performance:
FOB: Destination
FFP
PURCHASE REQUEST NUMBER:
Item No | Description | Unit | Quantity | Unit Price without Tax
A002AI | Door Handle Reinforcement
| Contractor shall install metal plate (1 mm thick galvanized steel or 2 cm aluminum) around handle to reinforce door. | EA | 1
Period of Performance:
FOB: Destination
FFP
PURCHASE REQUEST NUMBER:
ELIN A003 ELINS
Item No | Description | Unit | Quantity | Unit Price without Tax
A003AA | Removal and Replacement of Doors for Prefabricated Metal buildings
| Contractor shall replace Prefabricated metal buildings Doors. Photos provided in attachment #1 are examples and may not constitute all types of door. This ELIN includes reuse of original door locks and hardware. | EA | 1
Period of Performance:
FOB: Destination
FFP
PURCHASE REQUEST NUMBER:
Item No | Description | Unit | Quantity | Unit Price without Tax
A003AB | Removal and Replacement of Doors for Office and Living Container Buildings
| Contractor shall replace Office and Living Container Doors. Photos provided in attachment #1 are examples and may not constitute all types of door. This ELIN includes reuse of original door locks and hardware. | EA | 1
Period of Performance:
FOB: Destination
FFP
PURCHASE REQUEST NUMBER:
Item No | Description | Unit | Quantity | Unit Price without Tax
A003AC | Removal and Replacement of Doors for Ablution Buildings
| Contractor shall replace Ablution Unit Doors. Photos provided in attachment #1 are examples and may not constitute all types of door. This ELIN includes reuse of original door locks and hardware. | EA | 1
Period of Performance:
FOB: Destination
FFP
PURCHASE REQUEST NUMBER:
Item No | Description | Unit | Quantity | Unit Price without Tax
A003AD | Removal and Replacement of Doors for Fixed Buildings (Metal)
| Contractor shall replace Fixed Building (Metal) Doors. Photos provided in attachment #1 are examples and may not constitute all types of door. This ELIN includes reuse of original door locks and hardware. | EA | 1
Period of Performance:
FOB: Destination
FFP
PURCHASE REQUEST NUMBER:
Item No | Description | Unit | Quantity | Unit Price without Tax
A003AE | Removal and Replacement of Doors for Fixed Buildings (Wood)
| Contractor shall replace Fixed Building (Wood) Doors. Photos provided in attachment #1 are examples and may not constitute all types of door. This ELIN includes reuse of original door locks and hardware. | EA | 1
Period of Performance:
FOB: Destination
FFP
PURCHASE REQUEST NUMBER:
Item No | Description | Unit | Quantity | Unit Price without Tax
A003AF | Remove and Replace Prefabricated Metal buildings door to include frame
| Contractor shall Remove and Replace Prefabricated Metal buildings door to include frame. Photos provided in attachment #1 are examples and may not constitute all types of door. This ELIN includes reuse of original door locks and hardware. | EA | 1
Period of Performance:
FOB: Destination
FFP
PURCHASE REQUEST NUMBER:
Item No | Description | Unit | Quantity | Unit Price without Tax
A003AG | Remove and Replace Office and Living Containers door to include frame
| Contractor shall Remove and Replace Office and Living Containers door to include frame. Photos provided in attachment #1 are examples and may not constitute all types of door. This ELIN includes reuse of original door locks and hardware. | EA | 1
Period of Performance:
FOB: Destination
FFP
PURCHASE REQUEST NUMBER:
Item No | Description | Unit | Quantity | Unit Price without Tax
A003AH | Remove and Replace Ablution Unit door to include frame
| Contractor shall Remove and Replace Ablution Unit door to include frame. Photos provided in attachment #1 are examples and may not constitute all types of door. This ELIN includes reuse of original door locks and hardware. | EA | 1
Period of Performance:
FOB: Destination
FFP
PURCHASE REQUEST NUMBER:
Item No | Description | Unit | Quantity | Unit Price without Tax
A003AI | Remove and Replace Fixed buildings (Metal) door to include frame
| Contractor shall Remove and Replace Fixed buildings (Metal) door to include frame. Photos provided in attachment #1 are examples and may not constitute all types of door. This ELIN includes reuse of original door locks and hardware. | EA | 1
Period of Performance:
FOB: Destination
FFP
PURCHASE REQUEST NUMBER:
Item No | Description | Unit | Quantity | Unit Price without Tax
A003AJ | Remove and Replace Fixed buildings (Wood) door to include frame
| Contractor shall Remove and Replace Fixed buildings (Wood) door to include frame. Photos provided in attachment #1 are examples and may not constitute all types of door. This ELIN includes reuse of original door locks and hardware. | EA | 1
Period of Performance:
FOB: Destination
FFP
PURCHASE REQUEST NUMBER:
ELIN A004 ELINS
Item No | Description | Unit | Quantity | Unit Price without Tax
A004AA | Removal and Replacement of Glass Windows and Frames
| Contractor shall Remove and replace broken insulated glass pane, metal/PVC frame, up one square meter glass. Photos provided in attachment #1 are examples and may not constitute all types of windows. This ELIN includes reuse of original hardware. | EA | 1
Period of Performance:
FOB: Destination
FFP
PURCHASE REQUEST NUMBER:
Item No | Description | Unit | Quantity | Unit Price without Tax
A004AB | Removal and Replacement of Glass Windows and Frames
| Contractor shall Remove and replace broken insulated glass pane, metal/PVC frame, up to two square meter glass. Photos provided in attachment #1 are examples and may not constitute all types of windows. This ELIN includes reuse of original hardware. | EA | 1
Period of Performance:
FOB: Destination
FFP
PURCHASE REQUEST NUMBER:
Item No | Description | Unit | Quantity | Unit Price without Tax
A004AC | Removal and Replacement of Glass Windows and Frames
| Contractor shall Remove and replace broken single pane glass, wooden frame, up to one square meter glass. Photos provided in attachment #1 are examples and may not constitute all types of windows. This ELIN includes reuse of original hardware. | EA | 1
Period of Performance:
FOB: Destination
FFP
PURCHASE REQUEST NUMBER:
Item No | Description | Unit | Quantity | Unit Price without Tax
A004AD | Removal and Replacement of Glass Windows and Frames
| Contractor shall Remove and replace broken single pane glass, wooden frame, up to one square meter glass. Photos provided in attachment #1 are examples and may not constitute all types of windows. This ELIN includes reuse of original hardware. | EA | 1
Period of Performance:
FOB: Destination
FFP
PURCHASE REQUEST NUMBER:
Item No | Description | Unit | Quantity | Unit Price without Tax
A004AE | Removal and Replacement of Window Blinds for Containers.
| Contractor shall Remove and replace window blind (container only). Photos provided in attachment #1 are examples and may not constitute all types of blinds. This ELIN includes reuse of original hardware. | EA | 1
Period of Performance:
FOB: Destination
FFP
PURCHASE REQUEST NUMBER:
Item No | Description | Unit | Quantity | Unit Price without Tax
A004AF | Remove and replace container metal frame window (900 x 1200 sm)
| Contractor shall remove and replace aluminum or PVC frame window (900 x 1200 sm) and replace with new PVC frame window. Photos provided in attachment #1 are examples and may not constitute all types of windows. | EA | 1
Period of Performance:
FOB: Destination
FFP
PURCHASE REQUEST NUMBER:
Item No | Description | Unit | Quantity | Unit Price without Tax
A004AG | Remove and replace metal frame window (includes frame) in masonry building up 1000mm x 1000mm
| Contractor shall Remove and replace aluminum frame window (includes frame) in masonry building up 1000mm x 1000mm. Photos provided in attachment #1 are examples and may not constitute all types of windows. | EA | 1
Period of Performance:
FOB: Destination
FFP
PURCHASE REQUEST NUMBER:
Item No | Description | Unit | Quantity | Unit Price without Tax
A004AH | Remove and replace metal frame window (includes frame) in masonry building up to 2000mm x 2000mm
| Contractor shall Remove and replace aluminum frame window (includes frame) in masonry building up to 2000mm x 2000mm. Photos provided in attachment #1 are examples and may not constitute all types of windows. | EA | 1
Period of Performance:
FOB: Destination
FFP
PURCHASE REQUEST NUMBER:
Item No | Description | Unit | Quantity | Unit Price without Tax
A004AI | Remove and replace metal frame window (includes frame) in masonry building up to 3000mm x 3000m
| Contractor shall Remove and replace aluminum frame window (includes frame) in masonry building up to 3000mm x 3000mm. Photos provided in attachment #1 are examples and may not constitute all types of windows. | EA | 1
Period of Performance:
FOB: Destination
FFP
PURCHASE REQUEST NUMBER:
Item No | Description | Unit | Quantity | Unit Price without Tax
A004AJ | UFC 1-040-01 compliant window glazing for installed windows
| Contractor shall provide and apply UFC 1-040-01 compliant window glazing for installed one square meter windows. Photos provided in attachment #1 are examples and may not constitute all types of windows. | EA | 1
UFC compliant includes 6-mm (1/4-in) nominal laminated glass for any single pane exterior windows or skylights. The 6-mm (1/4-in) laminated glass consists of two nominal 3-mm (1/8-in) annealed glass panes bonded together with a minimum of a 0.75-mm (0.030-inch) polyvinyl-butyral (PVB) interlayer. For insulating glass units (IGU), use 6 mm (1/4 inch) laminated glass for the inboard pane as a minimum.
Period of Performance:
FOB: Destination
FFP
PURCHASE REQUEST NUMBER:
Item No | Description | Unit | Quantity | Unit Price without Tax
A004AK | Remove and replace container window shutter (rolladen type)
| Contractor shall Remove and replace container window shutter (rolladen type). Includes only plastic shutter sections and roller.. | EA | 1
Period of Performance:
FOB: Destination
FFP
PURCHASE REQUEST NUMBER:
Item No | Description | Unit | Quantity | Unit Price without Tax
A004AL | Remove and replace container window shutter (rolladen type) strap and coil spring mechanism.
| Contractor shall Remove and replace container window shutter (rolladen type) strap and coil spring mechanism. | EA | 1
Period of Performance:
FOB: Destination
FFP
PURCHASE REQUEST NUMBER:
ELIN A005 ELINS
Item No | Description | Unit | Quantity | Unit Price without Tax
A005AA | Ablution unit repair Work
| Contractor shall remove and replace toilets seats. Replacement toilet seats must have metal hinges and hard plastic seats with covers. Toilet seats will be white in color. Photos provided in attachment #1 are examples and may not constitute all types of toilet seats. | EA | 1
Period of Performance:
FOB: Destination
FFP
PURCHASE REQUEST NUMBER:
Item No | Description | Unit | Quantity | Unit Price without Tax
A005AB | Ablution unit repair Work
| Contractor shall Remove and replace sink faucet, Type 1, includes all gaskets and fittings. Photos provided in attachment #1 are examples and may not constitute all types of sinks. | EA | 1
Period of Performance:
FOB: Destination
FFP
PURCHASE REQUEST NUMBER:
Item No | Description | Unit | Quantity | Unit Price without Tax
A005AC | Ablution unit repair Work
| Contractor shall Remove and replace sink faucet, Type 2, includes all gaskets and fittings. Photos provided in attachment #1 are examples and may not constitute all types of sinks. | EA | 1
Period of Performance:
FOB: Destination
FFP
PURCHASE REQUEST NUMBER:
Item No | Description | Unit | Quantity | Unit Price without Tax
A005AD | Ablution unit repair Work
| Contractor shall Remove and replace sink faucet, Type 3, includes all gaskets and fittings. Photos provided in attachment #1 are examples and may not constitute all types of sinks. | EA | 1
Period of Performance:
FOB: Destination
FFP
PURCHASE REQUEST NUMBER:
Item No | Description | Unit | Quantity | Unit Price without Tax
A005AE | Ablution unit repair Work
| Contractor shall Remove and replace sink faucet, unspecified type, includes all gaskets and fittings. Photos provided in attachment #1 are examples and may not constitute all types of sinks. | EA | 1
Period of Performance:
FOB: Destination
FFP
PURCHASE REQUEST NUMBER:
Item No | Description | Unit | Quantity | Unit Price without Tax
A005AF | Ablution unit repair Work
| Contractor shall Remove and replace shower faucet, Type 1, includes all gaskets and fittings. Photos provided in attachment #1 are examples and may not constitute all types of shower faucets. | EA | 1
Period of Performance:
FOB: Destination
FFP
PURCHASE REQUEST NUMBER:
Item No | Description | Unit | Quantity | Unit Price without Tax
A005AG | Ablution unit repair Work
| Contractor shall Remove and replace shower faucet, Type 2, includes all gaskets and fittings. Photos provided in attachment #1 are examples and may not constitute all types of shower faucets. | EA | 1
Period of Performance:
FOB: Destination
FFP
PURCHASE REQUEST NUMBER:
Item No | Description | Unit | Quantity | Unit Price without Tax
A005AH | Ablution unit repair Work
| Contractor shall Remove and replace shower faucet, Type 3, includes all gaskets and fittings. Photos provided in attachment #1 are examples and may not constitute all types of shower faucets. | EA | 1
Period of Performance:
FOB: Destination
FFP
PURCHASE REQUEST NUMBER:
Item No | Description | Unit | Quantity | Unit Price without Tax
A005AI | Ablution unit repair Work
| Contractor shall Remove and replace shower head, includes all gaskets and fittings. Photos provided in attachment #1 are examples and may not constitute all types of shower faucets. | EA | 1
Period of Performance:
FOB: Destination
FFP
PURCHASE REQUEST NUMBER:
Item No | Description | Unit | Quantity | Unit Price without Tax
A005AJ | Ablution unit repair Work
| Contractor shall Remove and replace shower head, includes all gaskets and fittings. Photos provided in attachment #1 are examples and may not constitute all types of shower faucets. | EA | 1
Period of Performance:
FOB: Destination
FFP
PURCHASE REQUEST NUMBER:
Item No | Description | Unit | Quantity | Unit Price without Tax
A005AK | Ablution unit repair Work
| Contractor shall Remove and replace ceramic toilet bowl (rear drain). Includes new wax seal. Photos provided in attachment #1 are examples and may not constitute all types of drains. | EA | 1
Period of Performance:
FOB: Destination
FFP
PURCHASE REQUEST NUMBER:
Item No | Description | Unit | Quantity | Unit Price without Tax
A005AL | Ablution unit repair Work
| Contractor shall Remove and replace ceramic bowl (bottom drain). Includes new wax seal Photos provided in attachment #1 are examples and may not constitute all types of drains. | EA | 1
Period of Performance:
FOB: Destination
FFP
PURCHASE REQUEST NUMBER:
Item No | Description | Unit | Quantity | Unit Price without Tax
A005AM | Ablution unit repair Work
| Contractor shall Remove and replace toilet wax seal. Photos provided in attachment #1 are examples and may not constitute all types of seals. | EA | 1
Period of Performance:
FOB: Destination
FFP
PURCHASE REQUEST NUMBER:
Item No | Description | Unit | Quantity | Unit Price without Tax
A005AN | Ablution unit repair Work
| Contractor shall Remove and replace toilet tank and tank hardware, to include all connections. Toilet tank hardware shall be equipped with a single flush button and a variable internal float shut off. Includes all gaskets and fittings. Tank and hardware will be approved by the COR prior to installation. Toilet tank will be white in color. Photos provided in attachment #1 are examples and may not constitute all types of toilets. | EA | 1
Period of Performance:
FOB: Destination
FFP
PURCHASE REQUEST NUMBER:
Item No | Description | Unit | Quantity | Unit Price without Tax
A005AO | Ablution unit repair Work
| Contractor shall Remove and replace ventilation fan in Ablution Unit. Photos provided in attachment #1 are examples and may not constitute all types of ventilation Fans. | EA | 1
Period of Performance:
FOB: Destination
FFP
PURCHASE REQUEST NUMBER:
Item No | Description | Unit | Quantity | Unit Price without Tax
A005AP | Ablution unit repair Work
| Contractor shall Flush/clean out sewer connection piping. This ELIN is for hand auger or pressurized cleanout required in the event that a clogged drain cannot be cleaned out with a drain snake. | EA | 1
Period of Performance:
FOB: Destination
FFP
PURCHASE REQUEST NUMBER:
Item No | Description | Unit | Quantity | Unit Price without Tax
A005AQ | Ablution unit repair Work
| Contractor shall Remove and replace section (1 linear meter) of aboveground sewer connection piping. Piping is PVC, 110 diameter, 3 mm thickness. | EA | 1
Period of Performance:
FOB: Destination
FFP
PURCHASE REQUEST NUMBER:
Item No | Description | Unit | Quantity | Unit Price without Tax
A005AR | Ablution unit repair Work
| Contractor shall Remove and replace section (1 linear meter) of aboveground sewer connection piping. Piping is PVC, 125 diameter, 3.2 mm thickness. | EA | 1
Period of Performance:
FOB: Destination
FFP
PURCHASE REQUEST NUMBER:
Item No | Description | Unit | Quantity | Unit Price without Tax
A005AS | Ablution unit repair Work
| Contractor shall Remove and replace section (1 linear meter) of aboveground sewer connection piping. Piping is PVC, 160 diameter, 3.2 mm thickness | EA | 1
Period of Performance:
FOB: Destination
FFP
PURCHASE REQUEST NUMBER:
Item No | Description | Unit | Quantity | Unit Price without Tax
A005AT | Ablution unit repair Work
| Contractor shall Remove and replace section (1 linear meter) of aboveground sewer connection piping. Piping is PVC, 200 diameter, 4.9 mm thickness. | EA | 1
Period of Performance:
FOB: Destination
FFP
PURCHASE REQUEST NUMBER:
Item No | Description | Unit | Quantity | Unit Price without Tax
A005AU | Ablution unit repair Work
| Contractor shall Remove and replace section (1 linear meter) of buried sewer connection piping. Piping is PVC, 10 diameter, 3 mm thickness. Includes backfill, compaction and grass seeding. | EA | 1
Period of Performance:
FOB: Destination
FFP
PURCHASE REQUEST NUMBER:
Item No | Description | Unit | Quantity | Unit Price without Tax
A005AV | Ablution unit repair Work
| Contractor shall Remove and replace section (1 linear meter) of buried sewer connection piping. Piping is PVC, 125 diameter, 3.2 mm thickness. Includes backfill, compaction and grass seeding. | EA | 1
Period of Performance:
FOB: Destination
FFP
PURCHASE REQUEST NUMBER:
Item No | Description | Unit | Quantity | Unit Price without Tax
A005AW | Ablution unit repair Work
| Contractor shall Remove and replace section (1 linear meter) of buried sewer connection piping. Piping is PVC, 160 diameter, 3.2 mm thickness. Includes backfill, compaction and grass seeding. | EA | 1
Period of Performance:
FOB: Destination
FFP
PURCHASE REQUEST NUMBER:
Item No | Description | Unit | Quantity | Unit Price without Tax
A005AX | Ablution unit repair Work
| Contractor shall Remove and replace section (1 linear meter) of buried sewer connection piping. Piping is PVC, 200 diameter, 4.9 mm thickness. Includes backfill, compaction and grass seeding. | EA | 1
Period of Performance:
FOB: Destination
FFP
PURCHASE REQUEST NUMBER:
Item No | Description | Unit | Quantity | Unit Price without Tax
A005AY | Ablution unit repair Work
| Contractor shall Perform hot water heater maintenance on ablution hot water heaters up to 500 liters in capacity. Includes draining of the unit, disconnecting electrical components, removal of heating element, cleaning of heating element of calcium buildup, reinstallation, and reconnection. | EA | 1
Period of Performance:
FOB: Destination
FFP
PURCHASE REQUEST NUMBER:
Item No | Description | Unit | Quantity | Unit Price without Tax
A005AZ | Ablution unit repair Work
| Contractor shall Remove and replace various gaskets in faucets and toilets. | EA | 1
Period of Performance:
FOB: Destination
FFP
PURCHASE REQUEST NUMBER:
Item No | Description | Unit | Quantity | Unit Price without Tax
A005BA | Ablution unit repair Work
| Contractor shall Remove and replace broken toilet paper holder. Wall material may be ceramic tile over brick, aluminum/stainless steel or wood. | EA | 1
Period of Performance:
FOB: Destination
FFP
PURCHASE REQUEST NUMBER:
Item No | Description | Unit | Quantity | Unit Price without Tax
A005BB | Ablution unit repair Work
| Contractor shall Remove and replace clothes hook. Existing clothes hooks are both plastic and metal. Replacement clothes hooks shall be hardened plastic (hook 1 cm diameter) and mounted with adhesive backing. | EA | 1
Period of Performance:
FOB: Destination
FFP
PURCHASE REQUEST NUMBER:
Item No | Description | Unit | Quantity | Unit Price without Tax
A005BC | Ablution unit repair Work
| Contractor shall Remove and replace ceramic urinal bowl | EA | 1
Period of Performance:
FOB: Destination
FFP
PURCHASE REQUEST NUMBER:
Item No | Description | Unit | Quantity | Unit Price without Tax
A005BD | Ablution unit repair Work
| Contractor shall Remove and replace urinal flush valve. Valve shall be properly secured and level. | EA | 1
Period of Performance:
FOB: Destination
FFP
PURCHASE REQUEST NUMBER:
Item No | Description | Unit | Quantity | Unit Price without Tax
A005BE | Ablution unit repair Work
| Contractor shall Apply silicon sealant around shower stall (approximately 1200mm x 1200mm). Silicon sealant shall be universal, waterproof, anti-fungus, UV resistant, and permanently elastic; and suitable for sanitary and construction applications | EA | 1
Period of Performance:
FOB: Destination
FFP
PURCHASE REQUEST NUMBER:
Item No | Description | Unit | Quantity | Unit Price without Tax
A005BF | Ablution unit repair Work
| Contractor shall Apply silicon sealant around shower stall (approximately 1200mm x 1200mm) | EA | 1
Period of Performance:
FOB: Destination
FFP
PURCHASE REQUEST NUMBER:
ELIN A006 ELINS
Item No | Description | Unit | Quantity | Unit Price without Tax
A006AA | Wood and Metal work required to make small repairs to living, office, and ablution unit containers
| Remove and replace wall section (8’ x 4’). Existing wall panels are similar to the specification provided in Attachment # 2. New wall sections shall be as specified in Attachment # 2, with painted chip board interior. | EA | 1
Period of Performance:
FOB: Destination
FFP
PURCHASE REQUEST NUMBER:
Item No | Description | Unit | Quantity | Unit Price without Tax
A006AB | Wood and Metal work required to make small repairs to living, office, and ablution unit containers
| Remove and replace floor section (8’ - 10’ wide and x 4’ long). Existing floor panels are similar to the specification provided in Attachment # 2. New wall sections shall be as specified in Attachment # 2, with PVC flooring. | EA | 1
Period of Performance:
FOB: Destination
FFP
PURCHASE REQUEST NUMBER:
Item No | Description | Unit | Quantity | Unit Price without Tax
A006AC | Wood and Metal work required to make small repairs to living, office, and ablution unit containers
| The Contractor shall Install locking hasp for wooden or metal door. Door hasps shall be rugged galvanized steel | EA | 1
Period of Performance:
FOB: Destination
FFP
PURCHASE REQUEST NUMBER:
Item No | Description | Unit | Quantity | Unit Price without Tax
A006AD | Wood and Metal work required to make small repairs to living, office, and ablution unit containers
| The Contractor shall Install locking hasp on wooden furniture (wall or foot locker ) | EA | 1
Period of Performance:
FOB: Destination
FFP
PURCHASE REQUEST NUMBER:
Item No | Description | Unit | Quantity | Unit Price without Tax
A006AE | Wood and Metal work required to make small repairs to living, office, and ablution unit containers
| The Contractor shall Clean out roof drains and dispose of drain debris. Includes inspection of roof for holes or damage. Holes or damage shall be reported to the COR. | EA | 1
Period of Performance:
FOB: Destination
FFP
PURCHASE REQUEST NUMBER:
Item No | Description | Unit | Quantity | Unit Price without Tax
A006AF | Wood and Metal work required to make small repairs to living, office, and ablution unit containers
| The Contractor shall Contractor shall seal small holes or joints in container roof sections with silicon. Silicon sealant shall be universal, waterproof, anti-fungus, UV resistant, and permanently elastic; and suitable for sanitary and construction applications | EA | 1
Period of Performance:
FOB: Destination
FFP
PURCHASE REQUEST NUMBER:
Item No | Description | Unit | Quantity | Unit Price without Tax
A006AG | Wood and Metal work required to make small repairs to living, office, and ablution unit containers
| The Contractor shall apply silicon sealant to a window or door frame. Silicon sealant shall be universal, waterproof, anti-fungus, UV resistant, and permanently elastic; and suitable for sanitary and construction applications | EA | 1
Period of Performance:
FOB: Destination
FFP
PURCHASE REQUEST NUMBER:
ELIN A007 ELINS
Item No | Description | Unit | Quantity | Unit Price without Tax
A007AA | Electrical work for all building types
| The Contractor shall Remove and replace 220V Light Switch (16 amp). Light switch may be wall or flush mounted. Light shall meet European electrical codes. | EA | 1
Period of Performance:
FOB: Destination
FFP
PURCHASE REQUEST NUMBER:
Item No | Description | Unit | Quantity | Unit Price without Tax
A007AB | Electrical work for all building types
| The Contractor shall Remove and replace 220V Schuko type electrical outlet, single. Outlet may be wall or flush mounted. Outlet shall meet European electrical codes. | EA | 1
Period of Performance:
FOB: Destination
FFP
PURCHASE REQUEST NUMBER:
Item No | Description | Unit | Quantity | Unit Price without Tax
A007AC | Electrical work for all building types
| The Contractor shall Remove and replace 220V Schuko type electrical double, single. Outlet may be wall or flush mounted. Outlet shall meet European electrical codes. | EA | 1
Period of Performance:
FOB: Destination
FFP
PURCHASE REQUEST NUMBER:
Item No | Description | Unit | Quantity | Unit Price without Tax
A007AD | Electrical work for all building types
| The Contractor shall Remove and replace circuit breaker 10 amp | EA | 1
Period of Performance:
FOB: Destination
FFP
PURCHASE REQUEST NUMBER:
Item No | Description | Unit | Quantity | Unit Price without Tax
A007AE | Electrical work for all building types
| The Contractor shall Remove and replace circuit breaker 16 amp | EA | 1
Period of Performance:
FOB: Destination
FFP
PURCHASE REQUEST NUMBER:
Item No | Description | Unit | Quantity | Unit Price without Tax
A007AF | Electrical work for all building types
| The Contractor shall Remove and replace circuit breaker 30 amp | EA | 1
Period of Performance:
FOB: Destination
FFP
PURCHASE REQUEST NUMBER:
Item No | Description | Unit | Quantity | Unit Price without Tax
A007AG | Electrical work for all building types
| The Contractor shall Remove and replace ground fault circuit interrupt breaker 10 mA | EA | 1
Period of Performance:
FOB: Destination
FFP
PURCHASE REQUEST NUMBER:
Item No | Description | Unit | Quantity | Unit Price without Tax
A007AH | Electrical work for all building types
| The Contractor shall Remove and replace ground fault circuit interrupt breaker 30 mA | EA | 1
Period of Performance:
FOB: Destination
FFP
PURCHASE REQUEST NUMBER:
Item No | Description | Unit | Quantity | Unit Price without Tax
A007AI | Electrical work for all building types
| The Contractor shall Remove and replace fluorescent light fixture, dual bulb, 36W , 60 cm | EA | 1
Period of Performance:
FOB: Destination
FFP
PURCHASE REQUEST NUMBER:
Item No | Description | Unit | Quantity | Unit Price without Tax
A007AJ | Electrical work for all building types
| The Contractor shall Remove and replace fluorescent light fixture, single bulb, 36W , 60 cm | EA | 1
Period of Performance:
FOB: Destination
FFP
PURCHASE REQUEST NUMBER:
Item No | Description | Unit | Quantity | Unit Price without Tax
A007AK | Electrical work for all building types
| The Contractor shall Remove and replace fluorescent light fixture, dual bulb, 36W, 120 cm | EA | 1
Period of Performance:
FOB: Destination
FFP
PURCHASE REQUEST NUMBER:
Item No | Description | Unit | Quantity | Unit Price without Tax
A007AL | Electrical work for all building types
| The Contractor shall Remove and replace fluorescent light fixture, dual bulb, 36W, 120 cm | EA | 1
Period of Performance:
FOB: Destination
FFP
PURCHASE REQUEST NUMBER:
Item No | Description | Unit | Quantity | Unit Price without Tax
A007AM | Electrical work for all building types
| The Contractor shall Remove and replace fluorescent light starter | EA | 1
Period of Performance:
FOB: Destination
FFP
PURCHASE REQUEST NUMBER:
Item No | Description | Unit | Quantity | Unit Price without Tax
A007AN | Electrical work for all building types
| The Contractor shall Remove and replace fluorescent light starter for elevated lights (up to 6m height) | EA | 1
Period of Performance:
FOB: Destination
FFP
PURCHASE REQUEST NUMBER:
Item No | Description | Unit | Quantity | Unit Price without Tax
A007AO | Electrical work for all building types
| The Contractor shall Remove and replace fluorescent light fixture, dual bulb, 36W, 60 cm for elevated lights (up to 6m height) | EA | 1
Period of Performance:
FOB: Destination
FFP
PURCHASE REQUEST NUMBER:
Item No | Description | Unit | Quantity | Unit Price without Tax
A007AP | Electrical work for all building types
| The Contractor shall Remove and replace fluorescent light fixture, single bulb, 36W, 60 cm for elevated lights (up to 6m height) | EA | 1
Period of Performance:
FOB: Destination
FFP
PURCHASE REQUEST NUMBER:
Item No | Description | Unit | Quantity | Unit Price without Tax
A007AQ | Electrical work for all building types
| The Contractor shall Install 16 amp single phase grounded circuit cable, surface mounted. Includes mounting of Panduit and required wall penetrations. U/M Linear Meter. | EA | 1
Period of Performance:
FOB: Destination
FFP
PURCHASE REQUEST NUMBER:
Item No | Description | Unit | Quantity | Unit Price without Tax
A007AR | Electrical work for all building types
| The contractor shall remove and replace interior lightbulbs Type COPA I, IP20, Type 1/250 at a height above four (4) meters. | EA | 1
Period of Performance:
FOB: Destination
FFP
PURCHASE REQUEST NUMBER:
ELIN A008 ELINS
Item No | Description | Unit | Quantity | Unit Price without Tax
A008AA | Carpentry and Miscellaneous Work for all building types
| The Contractor shall Chip and remove plaster, interior. Replace plaster. Includes painting to match existing wall color. | EA | 1
Period of Performance:
FOB: Destination
FFP
PURCHASE REQUEST NUMBER:
Item No | Description | Unit | Quantity | Unit Price without Tax
A008AB | Carpentry and Miscellaneous Work for all building types
| The Contractor shall Chip and remove plaster, exterior. Replace plaster. Includes painting to match existing wall color. | EA | 1
Period of Performance:
FOB: Destination
FFP
PURCHASE REQUEST NUMBER:
Item No | Description | Unit | Quantity | Unit Price without Tax
A008AC | Carpentry and Miscellaneous Work for all building types
| The Contractor shall Provide exterior sign (adhesive backed plastic paper mounted on 5mm Plexiglas). Sign is 60 cm x 100 cm | EA | 1
Period of Performance:
FOB: Destination
FFP
PURCHASE REQUEST NUMBER:
Item No | Description | Unit | Quantity | Unit Price without Tax
A008AD | Carpentry and Miscellaneous Work for all building types
| The Contractor shall Provide wooden signs. Signs will be made of 1 cm thick plywood, painted white, with block lettering (stencil) up to 20 cm high in black only. Sign is 1.5m x 2.5m | EA | 1
Period of Performance:
FOB: Destination
FFP
PURCHASE REQUEST NUMBER:
Item No | Description | Unit | Quantity | Unit Price without Tax
A008AE | Carpentry and Miscellaneous Work for all building types
| The Contractor shall Provide exterior sign (Mount signs on wooden stakes (2” x 4”) mounted on 5mm Plexiglas). Sign is 1.5m x 2.5m. | EA | 1
Period of Performance:
FOB: Destination
FFP
PURCHASE REQUEST NUMBER:
Item No | Description | Unit | Quantity | Unit Price without Tax
A008AF | Carpentry and Miscellaneous Work for all building types
| The Contractor shall Provide exterior sign (adhesive backed plastic paper mounted on 5mm Plexiglas) mount signs on metal pole. Install metal pole with concrete foundation, 50 cm deep. Sign is 1.5m x 2.5m | EA | 1
Period of Performance:
FOB: Destination
FFP
PURCHASE REQUEST NUMBER:
Item No | Description | Unit | Quantity | Unit Price without Tax
A008AG | Carpentry and Miscellaneous Work for all building types
| Provide exterior sign (adhesive backed plastic paper mounted on 5mm Plexiglas) Mount signs on building or structure. Sign is 1.5m x 2.5 m | EA | 1
Period of Performance:
FOB: Destination
FFP
PURCHASE REQUEST NUMBER:
Item No | Description | Unit | Quantity | Unit Price without Tax
A008AH | Carpentry and Miscellaneous Work for all building types
| The Contractor shall Remove and replace battery operated smoke detector. Includes long-life (5 year) 9 volt battery. | EA | 1
Period of Performance:
FOB: Destination
FFP
PURCHASE REQUEST NUMBER:
Item No | Description | Unit | Quantity | Unit Price without Tax
A008AI | Carpentry and Miscellaneous Work for all building types
| The Contractor shall Remove and replace column radiator, cast iron, connected depth up to 220mm, up to 20 elements, hub spacing up to 500 mm. Includes all drainage of water, valves and associated hardware. | EA | 1
Period of Performance:
FOB: Destination
FFP
PURCHASE REQUEST NUMBER:
Item No | Description | Unit | Quantity | Unit Price without Tax
A008AJ | Carpentry and Miscellaneous Work for all building types
| The Contractor shall Remove and replace column radiator, cast iron, connected depth up to 220mm, up to 20 elements, hub spacing 500 to 900 mm. Includes all drainage of water, valves and associated hardware. | EA | 1
Period of Performance:
FOB: Destination
FFP
PURCHASE REQUEST NUMBER:
Item No | Description | Unit | Quantity | Unit Price without Tax
A008AK | Carpentry and Miscellaneous Work for all building types
| The Contractor shall Remove and replace column radiator, cast iron, connected depth up to 220mm, 21 to 40 elements, hub spacing up to 500 mm. Includes all drainage of water, valves and associated hardware. | EA | 1
Period of Performance:
FOB: Destination
FFP
PURCHASE REQUEST NUMBER:
Item No | Description | Unit | Quantity | Unit Price without Tax
A008AL | Carpentry and Miscellaneous Work for all building types
| The Contractor shall Remove and replace column radiator, cast iron, connected depth up to 220mm, 21 to 40 elements, hub spacing 500 to 900 mm. Includes all drainage of water, valves and associated hardware. | EA | 1
Period of Performance:
FOB: Destination
FFP
PURCHASE REQUEST NUMBER:
Item No | Description | Unit | Quantity | Unit Price without Tax
A008AM | Carpentry and Miscellaneous Work for all building types
| The Contractor shall Remove and replace column radiator, cast iron, connected depth up to 220mm, 41 to 60 elements, hub spacing up to 500 mm. Includes all drainage of water, valves and associated hardware. | EA | 1
Period of Performance:
FOB: Destination
FFP
PURCHASE REQUEST NUMBER:
Item No | Description | Unit | Quantity | Unit Price without Tax
A008AN | Carpentry and Miscellaneous Work for all building types
| The Contractor shall Remove and replace column radiator, cast iron, connected depth up to 220mm, 41 to 60 elements, hub spacing 500-900 mm. Includes all drainage of water, valves and associated hardware. | EA | 1
Period of Performance:
FOB: Destination
FFP
PURCHASE REQUEST NUMBER:
Item No | Description | Unit | Quantity | Unit Price without Tax
A008AO | Carpentry and Miscellaneous Work for all building types
| The Contractor shall Remove and replace column radiator, cast iron, connected depth up to 220mm, up to 20 elements, hub spacing up to 500 mm. Includes all drainage of water, valves and associated hardware. | EA | 1
Period of Performance:
FOB: Destination
FFP
PURCHASE REQUEST NUMBER:
The Following ELINS are to be Performed at Babdag Treaining Area
Item No | Description | Unit | Quantity | Unit Price without Tax
A009AA | Hinge: Prefabricated metal buildings
| Remove and replace door hinges. The contractor shall remove and replace broken door hinges for Prefabricated metal buildings. Work may involve welding of metal plates or carpentry to secure the hinges to the door or frame. See Example photos in Attachment # 1. | EA | 1
Period of Performance:
FOB: Destination
FFP
PURCHASE REQUEST NUMBER:
Item No | Description | Unit | Quantity | Unit Price without Tax
A009AB | Hinge: Office and living containers
| Remove and replace door hinges. The contractor shall remove and replace broken door hinges for Office and Living Containers. Work may involve welding of metal plates or carpentry to secure the hinges to the door or frame. See Example photos in Attachment # 1. | EA | 1
Period of Performance:
FOB: Destination
FFP
PURCHASE REQUEST NUMBER:
Item No | Description | Unit | Quantity | Unit Price without Tax
A009AC | Hinge: Ablution Units
| Remove and replace door hinges. The contractor shall remove and replace broken door hinges for Ablution Units. Work may involve welding of metal plates or carpentry to secure the hinges to the door or frame. See Example photos in Attachment # 1. | EA | 1
Period of Performance:
FOB: Destination
FFP
PURCHASE REQUEST NUMBER:
Item No | Description | Unit | Quantity | Unit Price without Tax
A009AD | Hinge: Fixed Buildings (Metal)
| Remove and replace door hinges. The contractor shall remove and replace broken door hinges for Fixed Metal Buildings. Work may involve welding of metal plates or carpentry to secure the hinges to the door or frame. See Example photos in Attachment # 1. | EA | 1
Period of Performance:
FOB: Destination
FFP
PURCHASE REQUEST NUMBER:
Item No | Description | Unit | Quantity | Unit Price without Tax
A009AE | Hinge: Fixed Buildings (Wood)
| Remove and replace door hinges. The contractor shall remove and replace broken door hinges for Fixed Wood Buildings. Work may involve welding of metal plates or carpentry to secure the hinges to the door or frame. See Example photos in Attachment # 1. | EA | 1
Period of Performance:
FOB: Destination
FFP
PURCHASE REQUEST NUMBER:
Item No | Description | Unit | Quantity | Unit Price without Tax
A009AF | Pull Bar Coil Spring and Strap
| Remove, Replace or Repair mechanical pull bar coil spring and strap | EA | 1
Period of Performance:
FOB: Destination
FFP
PURCHASE REQUEST NUMBER:
Item No | Description | Unit | Quantity | Unit Price without Tax
A009AG | Replace or Repair Exterior Window Shutters
|  | EA | 1
Period of Performance:
FOB: Destination
FFP
PURCHASE REQUEST NUMBER:
ELIN A010 ELINS
Item No | Description | Unit | Quantity | Unit Price without Tax
A010AA | Remove and replace door lock hardware including handles.
| Remove and replace cylinder locks. (Unlocked) Lock may be keyed on both sides, or with a key on one side and a turn handle on the other. Lock installed will be at COR discretion. | EA | 1
Period of Performance:
FOB: Destination
FFP
PURCHASE REQUEST NUMBER:
Item No | Description | Unit | Quantity | Unit Price without Tax
A010AB | Remove and replace door lock hardware including handles.
| Drill out and remove secured cylinder lock. Remove and replace cylinder lock. Lock may be keyed on both sides, or with a key on one side and a turn handle on the other. Lock installed will be at COR discretion. | EA | 1
Period of Performance:
FOB: Destination
FFP
PURCHASE REQUEST NUMBER:
Item No | Description | Unit | Quantity | Unit Price without Tax
A010AC | Remove and replace door lock hardware including handles.
| Remove and replace Type 1 container door hardware (metal doors). See Example photos in Attachment # 1 | EA | 1
Period of Performance:
FOB: Destination
FFP
PURCHASE REQUEST NUMBER:
Item No | Description | Unit | Quantity | Unit Price without Tax
A010AD | Remove and replace door lock hardware including handles.
| Remove and replace Type 2 container door hardware (metal doors). See Example photos in Attachment # 1 | EA | 1
Period of Performance:
FOB: Destination
FFP
PURCHASE REQUEST NUMBER:
Item No | Description | Unit | Quantity | Unit Price without Tax
A010AE | Remove and replace door lock hardware including handles.
| Remove and replace unspecified door hardware (metal doors). See Example Photos in Attachment # 1 | EA | 1
Period of Performance:
FOB: Destination
FFP
PURCHASE REQUEST NUMBER:
Item No | Description | Unit | Quantity | Unit Price without Tax
A010AF | Remove and replace door lock hardware including handles.
| Remove and replace unspecified door hardware (wooden doors). See Example Photos in Attachment # 1 | EA | 1
Period of Performance:
FOB: Destination
FFP
PURCHASE REQUEST NUMBER:
Item No | Description | Unit | Quantity | Unit Price without Tax
A010AG | Remove and replace panic door hardware (metal doors)
| Remove and replace panic door hardware (metal doors). See Example Photos in Attachment # 1 | EA | 1
Period of Performance:
FOB: Destination
FFP
PURCHASE REQUEST NUMBER:
Item No | Description | Unit | Quantity | Unit Price without Tax
A010AH | Copy Keys
| Contractor shall make copies of keys for locks as specified by the COR. | EA | 1
Period of Performance:
FOB: Destination
FFP
PURCHASE REQUEST NUMBER:
Item No | Description | Unit | Quantity | Unit Price without Tax
A010AI | Door Handle Reinforcement
| Contractor shall install metal plate (1 mm thick galvanized steel or 2 cm aluminum) around handle to reinforce door. | EA | 1
Period of Performance:
FOB: Destination
FFP
PURCHASE REQUEST NUMBER:
ELIN A011 ELINS
Item No | Description | Unit | Quantity | Unit Price without Tax
A011AA | Removal and Replacement of Doors for Prefabricated Metal buildings
| Contractor shall replace Prefabricated metal buildings Doors. Photos provided in attachment #1 are examples and may not constitute all types of door. This ELIN includes reuse of original door locks and hardware. | EA | 1
Period of Performance:
FOB: Destination
FFP
PURCHASE REQUEST NUMBER:
Item No | Description | Unit | Quantity | Unit Price without Tax
A011AB | Removal and Replacement of Doors for Office and Living Container Buildings
| Contractor shall replace Office and Living Container Doors. Photos provided in attachment #1 are examples and may not constitute all types of door. This ELIN includes reuse of original door locks and hardware. | EA | 1
Period of Performance:
FOB: Destination
FFP
PURCHASE REQUEST NUMBER:
Item No | Description | Unit | Quantity | Unit Price without Tax
A011AC | Removal and Replacement of Doors for Ablution Buildings
| Contractor shall replace Ablution Unit Doors. Photos provided in attachment #1 are examples and may not constitute all types of door. This ELIN includes reuse of original door locks and hardware. | EA | 1
Period of Performance:
FOB: Destination
FFP
PURCHASE REQUEST NUMBER:
Item No | Description | Unit | Quantity | Unit Price without Tax
A011AD | Removal and Replacement of Doors for Fixed Buildings (Metal)
| Contractor shall replace Fixed Building (Metal) Doors. Photos provided in attachment #1 are examples and may not constitute all types of door. This ELIN includes reuse of original door locks and hardware. | EA | 1
Period of Performance:
FOB: Destination
FFP
PURCHASE REQUEST NUMBER:
Item No | Description | Unit | Quantity | Unit Price without Tax
A011AE | Removal and Replacement of Doors for Fixed Buildings (Wood)
| Contractor shall replace Fixed Building (Wood) Doors. Photos provided in attachment #1 are examples and may not constitute all types of door. This ELIN includes reuse of original door locks and hardware. | EA | 1
Period of Performance:
FOB: Destination
FFP
PURCHASE REQUEST NUMBER:
Item No | Description | Unit | Quantity | Unit Price without Tax
A011AF | Remove and Replace Prefabricated Metal buildings door to include frame
| Contractor shall Remove and Replace Prefabricated Metal buildings door to include frame. Photos provided in attachment #1 are examples and may not constitute all types of door. This ELIN includes reuse of original door locks and hardware. | EA | 1
Period of Performance:
FOB: Destination
FFP
PURCHASE REQUEST NUMBER:
Item No | Description | Unit | Quantity | Unit Price without Tax
A011AG | Remove and Replace Office and Living Containers door to include frame
| Contractor shall Remove and Replace Office and Living Containers door to include frame. Photos provided in attachment #1 are examples and may not constitute all types of door. This ELIN includes reuse of original door locks and hardware. | EA | 1
Period of Performance:
FOB: Destination
FFP
PURCHASE REQUEST NUMBER:
Item No | Description | Unit | Quantity | Unit Price without Tax
A011AH | Remove and Replace Ablution Unit door to include frame
| Contractor shall Remove and Replace Ablution Unit door to include frame. Photos provided in attachment #1 are examples and may not constitute all types of door. This ELIN includes reuse of original door locks and hardware. | EA | 1
Period of Performance:
FOB: Destination
FFP
PURCHASE REQUEST NUMBER:
Item No | Description | Unit | Quantity | Unit Price without Tax
A011AI | Remove and Replace Fixed buildings (Metal) door to include frame
| Contractor shall Remove and Replace Fixed buildings (Metal) door to include frame. Photos provided in attachment #1 are examples and may not constitute all types of door. This ELIN includes reuse of original door locks and hardware. | EA | 1
Period of Performance:
FOB: Destination
FFP
PURCHASE REQUEST NUMBER:
Item No | Description | Unit | Quantity | Unit Price without Tax
A011AJ | Remove and Replace Fixed buildings (Wood) door to include frame
| Contractor shall Remove and Replace Fixed buildings (Wood) door to include frame. Photos provided in attachment #1 are examples and may not constitute all types of door. This ELIN includes reuse of original door locks and hardware. | EA | 1
Period of Performance:
FOB: Destination
FFP
PURCHASE REQUEST NUMBER:
ELIN A012 ELINS
Item No | Description | Unit | Quantity | Unit Price without Tax
A012AA | Removal and Replacement of Glass Windows and Frames
| Contractor shall Remove and replace broken insulated glass pane, metal frame, up one square meter glass. Photos provided in attachment #1 are examples and may not constitute all types of windows. This ELIN includes reuse of original hardware. | EA | 1
Period of Performance:
FOB: Destination
FFP
PURCHASE REQUEST NUMBER:
Item No | Description | Unit | Quantity | Unit Price without Tax
A012AB | Removal and Replacement of Glass Windows and Frames
| Contractor shall Remove and replace broken insulated glass pane, metal frame, up to two square meter glass. Photos provided in attachment #1 are examples and may not constitute all types of windows. This ELIN includes reuse of original hardware. | EA | 1
Period of Performance:
FOB: Destination
FFP
PURCHASE REQUEST NUMBER:
Item No | Description | Unit | Quantity | Unit Price without Tax
A012AC | Removal and Replacement of Glass Windows and Frames
| Contractor shall Remove and replace broken single pane glass, wooden frame, up to one square meter glass. Photos provided in attachment #1 are examples and may not constitute all types of windows. This ELIN includes reuse of original hardware. | EA | 1
Period of Performance:
FOB: Destination
FFP
PURCHASE REQUEST NUMBER:
Item No | Description | Unit | Quantity | Unit Price without Tax
A012AD | Removal and Replacement of Glass Windows and Frames
| Contractor shall Remove and replace broken single pane glass, wooden frame, up to one square meter glass. Photos provided in attachment #1 are examples and may not constitute all types of windows. This ELIN includes reuse of original hardware. | EA | 1
Period of Performance:
FOB: Destination
FFP
PURCHASE REQUEST NUMBER:
Item No | Description | Unit | Quantity | Unit Price without Tax
A012AE | Removal and Replacement of Window Blinds for Containers.
| Contractor shall Remove and replace window blind (container only). Photos provided in attachment #1 are examples and may not constitute all types of blinds. This ELIN includes reuse of original hardware. | EA | 1
Period of Performance:
FOB: Destination
FFP
PURCHASE REQUEST NUMBER:
Item No | Description | Unit | Quantity | Unit Price without Tax
A012AF | Remove and replace container metal frame window (900 x 1200 sm)
| Contractor shall Remove and replace container metal frame window (900 x 1200 sm). Photos provided in attachment #1 are examples and may not constitute all types of windows. This ELIN includes reuse of original hardware. | EA | 1
Period of Performance:
FOB: Destination
FFP
PURCHASE REQUEST NUMBER:
Item No | Description | Unit | Quantity | Unit Price without Tax
A012AG | Remove and replace metal frame window (includes frame) in masonry building up 1000mm x 1000mm
| Contractor shall Remove and replace metal frame window (includes frame) in masonry building up 1000mm x 1000mm. Photos provided in attachment #1 are examples and may not constitute all types of windows. This ELIN includes reuse of original hardware. | EA | 1
Period of Performance:
FOB: Destination
FFP
PURCHASE REQUEST NUMBER:
Item No | Description | Unit | Quantity | Unit Price without Tax
A012AH | Remove and replace metal frame window (includes frame) in masonry building up to 2000mm x 2000mm
| Contractor shall Remove and replace metal frame window (includes frame) in masonry building up to 2000mm x 2000mm. Photos provided in attachment #1 are examples and may not constitute all types of windows. This ELIN includes reuse of original hardware. | EA | 1
Period of Performance:
FOB: Destination
FFP
PURCHASE REQUEST NUMBER:
Item No | Description | Unit | Quantity | Unit Price without Tax
A012AI | Remove and replace metal frame window (includes frame) in masonry building up to 300mm x 3000m
| Contractor shall Remove and replace metal frame window (includes frame) in masonry building up to 300mm x 3000m. Photos provided in attachment #1 are examples and may not constitute all types of windows. This ELIN includes reuse of original hardware. | EA | 1
Period of Performance:
FOB: Destination
FFP
PURCHASE REQUEST NUMBER:
Item No | Description | Unit | Quantity | Unit Price without Tax
A012AJ | UFC 1-040-01 compliant window glazing for installed windows
| Contractor shall provide and apply UFC 1-040-01 compliant window glazing for installed one square meter windows. Photos provided in attachment #1 are examples and may not constitute all types of windows. | EA | 1
UFC compliant includes 6-mm (1/4-in) nominal laminated glass for any single pane exterior windows or skylights. The 6-mm (1/4-in) laminated glass consists of two nominal 3-mm (1/8-in) annealed glass panes bonded together with a minimum of a 0.75-mm (0.030-inch) polyvinyl-butyral (PVB) interlayer. For insulating glass units (IGU), use 6 mm (1/4 inch) laminated glass for the inboard pane as a minimum.
Period of Performance:
FOB: Destination
FFP
PURCHASE REQUEST NUMBER:
Item No | Description | Unit | Quantity | Unit Price without Tax
A012AK | UFC 1-040-01 compliant window glazing for installed windows
| Contractor shall provide and apply UFC 1-040-01 compliant window glazing for installed two square meter windows. Photos provided in attachment #1 are examples and may not constitute all types of windows. | EA | 1
UFC compliant includes 6-mm (1/4-in) nominal laminated glass for any single pane exterior windows or skylights. The 6-mm (1/4-in) laminated glass consists of two nominal 3-mm (1/8-in) annealed glass panes bonded together with a minimum of a 0.75-mm (0.030-inch) polyvinyl-butyral (PVB) interlayer. For insulating glass units (IGU), use 6 mm (1/4 inch) laminated glass for the inboard pane as a minimum.
Period of Performance:
FOB: Destination
FFP
PURCHASE REQUEST NUMBER:
Item No | Description | Unit | Quantity | Unit Price without Tax
A012AK | Remove and replace container window shutter (rolladen type)
| Contractor shall Remove and replace container window shutter (rolladen type). Includes only plastic shutter sections and roller.. | EA | 1
Period of Performance:
FOB: Destination
FFP
PURCHASE REQUEST NUMBER:
Item No | Description | Unit | Quantity | Unit Price without Tax
A012AL | Remove and replace container window shutter (rolladen type) strap and coil spring mechanism.
| Contractor shall Remove and replace container window shutter (rolladen type) strap and coil spring mechanism. | EA | 1
Period of Performance:
FOB: Destination
FFP
PURCHASE REQUEST NUMBER:
ELIN A013 ELINS
Item No | Description | Unit | Quantity | Unit Price without Tax
A013AA | Ablution unit repair Work
| Contractor shall remove and replace toilets seats. Replacement toilet seats must have metal hinges and hard plastic seats with covers. Toilet seats will be white in color. Photos provided in attachment #1 are examples and may not constitute all types of toilet seats. | EA | 1
Period of Performance:
FOB: Destination
FFP
PURCHASE REQUEST NUMBER:
Item No | Description | Unit | Quantity | Unit Price without Tax
A013AB | Ablution unit repair Work
| Contractor shall Remove and replace sink faucet, Type 1, includes all gaskets and fittings. Photos provided in attachment #1 are examples and may not constitute all types of sinks. | EA | 1
Period of Performance:
FOB: Destination
FFP
PURCHASE REQUEST NUMBER:
Item No | Description | Unit | Quantity | Unit Price without Tax
A013AC | Ablution unit repair Work
| Contractor shall Remove and replace sink faucet, Type 2, includes all gaskets and fittings. Photos provided in attachment #1 are examples and may not constitute all types of sinks. | EA | 1
Period of Performance:
FOB: Destination
FFP
PURCHASE REQUEST NUMBER:
Item No | Description | Unit | Quantity | Unit Price without Tax
A013AD | Ablution unit repair Work
| Contractor shall Remove and replace sink faucet, Type 3, includes all gaskets and fittings. Photos provided in attachment #1 are examples and may not constitute all types of sinks. | EA | 1
Period of Performance:
FOB: Destination
FFP
PURCHASE REQUEST NUMBER:
Item No | Description | Unit | Quantity | Unit Price without Tax
A013AE | Ablution unit repair Work
| Contractor shall Remove and replace sink faucet, unspecified type, includes all gaskets and fittings. Photos provided in attachment #1 are examples and may not constitute all types of sinks. | EA | 1
Period of Performance:
FOB: Destination
FFP
PURCHASE REQUEST NUMBER:
Item No | Description | Unit | Quantity | Unit Price without Tax
A013AF | Ablution unit repair Work
| Contractor shall Remove and replace shower faucet, Type 1, includes all gaskets and fittings. Photos provided in attachment #1 are examples and may not constitute all types of shower faucets. | EA | 1
Period of Performance:
FOB: Destination
FFP
PURCHASE REQUEST NUMBER:
Item No | Description | Unit | Quantity | Unit Price without Tax
A013AG | Ablution unit repair Work
| Contractor shall Remove and replace shower faucet, Type 2, includes all gaskets and fittings. Photos provided in attachment #1 are examples and may not constitute all types of shower faucets. | EA | 1
Period of Performance:
FOB: Destination
FFP
PURCHASE REQUEST NUMBER:
Item No | Description | Unit | Quantity | Unit Price without Tax
A013AH | Ablution unit repair Work
| Contractor shall Remove and replace shower faucet, Type 3, includes all gaskets and fittings. Photos provided in attachment #1 are examples and may not constitute all types of shower faucets. | EA | 1
Period of Performance:
FOB: Destination
FFP
PURCHASE REQUEST NUMBER:
Item No | Description | Unit | Quantity | Unit Price without Tax
A013AI | Ablution unit repair Work
| Contractor shall Remove and replace shower head, includes all gaskets and fittings. Photos provided in attachment #1 are examples and may not constitute all types of shower faucets. | EA | 1
Period of Performance:
FOB: Destination
FFP
PURCHASE REQUEST NUMBER:
Item No | Description | Unit | Quantity | Unit Price without Tax
A013AJ | Ablution unit repair Work
| Contractor shall Remove and replace shower head, includes all gaskets and fittings. Photos provided in attachment #1 are examples and may not constitute all types of shower faucets. | EA | 1
Period of Performance:
FOB: Destination
FFP
PURCHASE REQUEST NUMBER:
Item No | Description | Unit | Quantity | Unit Price without Tax
A013AK | Ablution unit repair Work
| Contractor shall Remove and replace ceramic toilet bowl (rear drain). Includes new wax seal. Photos provided in attachment #1 are examples and may not constitute all types of drains. | EA | 1
Period of Performance:
FOB: Destination
FFP
PURCHASE REQUEST NUMBER:
Item No | Description | Unit | Quantity | Unit Price without Tax
A013AL | Ablution unit repair Work
| Contractor shall Remove and replace ceramic bowl (bottom drain). Includes new wax seal Photos provided in attachment #1 are examples and may not constitute all types of drains. | EA | 1
Period of Performance:
FOB: Destination
FFP
PURCHASE REQUEST NUMBER:
Item No | Description | Unit | Quantity | Unit Price without Tax
A013AM | Ablution unit repair Work
| Contractor shall Remove and replace toilet wax seal. Photos provided in attachment #1 are examples and may not constitute all types of seals. | EA | 1
Period of Performance:
FOB: Destination
FFP
PURCHASE REQUEST NUMBER:
Item No | Description | Unit | Quantity | Unit Price without Tax
A013AN | Ablution unit repair Work
| Contractor shall Remove and replace toilet tank and tank hardware, to include all connections. Toilet tank hardware shall be equipped with a single flush button and a variable internal float shut off. Includes all gaskets and fittings. Tank and hardware will be approved by the COR prior to installation. Toilet tank will be white in color. Photos provided in attachment #1 are examples and may not constitute all types of toilets. | EA | 1
Period of Performance:
FOB: Destination
FFP
PURCHASE REQUEST NUMBER:
Item No | Description | Unit | Quantity | Unit Price without Tax
A013AO | Ablution unit repair Work
| Contractor shall Remove and replace ventilation fan in Ablution Unit. Photos provided in attachment #1 are examples and may not constitute all types of ventilation Fans. | EA | 1
Period of Performance:
FOB: Destination
FFP
PURCHASE REQUEST NUMBER:
Item No | Description | Unit | Quantity | Unit Price without Tax
A013AP | Ablution unit repair Work
| Contractor shall Flush/clean out sewer connection piping. This ELIN is for hand auger or pressurized cleanout required in the event that a clogged drain cannot be cleaned out with a drain snake. | EA | 1
Period of Performance:
FOB: Destination
FFP
PURCHASE REQUEST NUMBER:
Item No | Description | Unit | Quantity | Unit Price without Tax
A013AQ | Ablution unit repair Work
| Contractor shall Remove and replace section (1 linear meter) of aboveground sewer connection piping. Piping is PVC, 110 diameter, 3 mm thickness. | EA | 1
Period of Performance:
FOB: Destination
FFP
PURCHASE REQUEST NUMBER:
Item No | Description | Unit | Quantity | Unit Price without Tax
A013AR | Ablution unit repair Work
| Contractor shall Remove and replace section (1 linear meter) of aboveground sewer connection piping. Piping is PVC, 125 diameter, 3.2 mm thickness. | EA | 1
Period of Performance:
FOB: Destination
FFP
PURCHASE REQUEST NUMBER:
Item No | Description | Unit | Quantity | Unit Price without Tax
A013AS | Ablution unit repair Work
| Contractor shall Remove and replace section (1 linear meter) of aboveground sewer connection piping. Piping is PVC, 160 diameter, 3.2 mm thickness | EA | 1
Period of Performance:
FOB: Destination
FFP
PURCHASE REQUEST NUMBER:
Item No | Description | Unit | Quantity | Unit Price without Tax
A013AT | Ablution unit repair Work
| Contractor shall Remove and replace section (1 linear meter) of aboveground sewer connection piping. Piping is PVC, 200 diameter, 4.9 mm thickness. | EA | 1
Period of Performance:
FOB: Destination
FFP
PURCHASE REQUEST NUMBER:
Item No | Description | Unit | Quantity | Unit Price without Tax
A013AU | Ablution unit repair Work
| Contractor shall Remove and replace section (1 linear meter) of buried sewer connection piping. Piping is PVC, 10 diameter, 3 mm thickness. Includes backfill, compaction and grass seeding. | EA | 1
Period of Performance:
FOB: Destination
FFP
PURCHASE REQUEST NUMBER:
Item No | Description | Unit | Quantity | Unit Price without Tax
A013AV | Ablution unit repair Work
| Contractor shall Remove and replace section (1 linear meter) of buried sewer connection piping. Piping is PVC, 125 diameter, 3.2 mm thickness. Includes backfill, compaction and grass seeding. | EA | 1
Period of Performance:
FOB: Destination
FFP
PURCHASE REQUEST NUMBER:
Item No | Description | Unit | Quantity | Unit Price without Tax
A013AW | Ablution unit repair Work
| Contractor shall Remove and replace section (1 linear meter) of buried sewer connection piping. Piping is PVC, 160 diameter, 3.2 mm thickness. Includes backfill, compaction and grass seeding. | EA | 1
Period of Performance:
FOB: Destination
FFP
PURCHASE REQUEST NUMBER:
Item No | Description | Unit | Quantity | Unit Price without Tax
A013AX | Ablution unit repair Work
| Contractor shall Remove and replace section (1 linear meter) of buried sewer connection piping. Piping is PVC, 200 diameter, 4.9 mm thickness. Includes backfill, compaction and grass seeding. | EA | 1
Period of Performance:
FOB: Destination
FFP
PURCHASE REQUEST NUMBER:
Item No | Description | Unit | Quantity | Unit Price without Tax
A013AY | Ablution unit repair Work
| Contractor shall Perform hot water heater maintenance on ablution hot water heaters up to 500 liters in capacity. Includes draining of the unit, disconnecting electrical components, removal of heating element, cleaning of heating element of calcium buildup, reinstallation, and reconnection. | EA | 1
Period of Performance:
FOB: Destination
FFP
PURCHASE REQUEST NUMBER:
Item No | Description | Unit | Quantity | Unit Price without Tax
A013AZ | Ablution unit repair Work
| Contractor shall Remove and replace various gaskets in faucets and toilets. | EA | 1
Period of Performance:
FOB: Destination
FFP
PURCHASE REQUEST NUMBER:
Item No | Description | Unit | Quantity | Unit Price without Tax
A013BA | Ablution unit repair Work
| Contractor shall Remove and replace broken toilet paper holder. Wall material may be ceramic tile over brick, aluminum/stainless steel or wood. | EA | 1
Period of Performance:
FOB: Destination
FFP
PURCHASE REQUEST NUMBER:
Item No | Description | Unit | Quantity | Unit Price without Tax
A013BB | Ablution unit repair Work
| Contractor shall Remove and replace clothes hook. Existing clothes hooks are both plastic and metal. Replacement clothes hooks shall be hardened plastic (hook 1 cm diameter) and mounted with adhesive backing. | EA | 1
Period of Performance:
FOB: Destination
FFP
PURCHASE REQUEST NUMBER:
Item No | Description | Unit | Quantity | Unit Price without Tax
A013BC | Ablution unit repair Work
| Contractor shall Remove and replace ceramic urinal bowl | EA | 1
Period of Performance:
FOB: Destination
FFP
PURCHASE REQUEST NUMBER:
Item No | Description | Unit | Quantity | Unit Price without Tax
A013BD | Ablution unit repair Work
| Contractor shall Remove and replace urinal flush valve. Valve shall be properly secured and level. | EA | 1
Period of Performance:
FOB: Destination
FFP
PURCHASE REQUEST NUMBER:
Item No | Description | Unit | Quantity | Unit Price without Tax
A013BE | Ablution unit repair Work
| Contractor shall Apply silicon sealant around shower stall (approximately 1200mm x 1200mm) | EA | 1
Period of Performance:
FOB: Destination
FFP
PURCHASE REQUEST NUMBER:
Item No | Description | Unit | Quantity | Unit Price without Tax
A013BF | Ablution unit repair Work
| Contractor shall Apply silicon sealant around shower stall (approximately 1200mm x 1200mm) | EA | 1
Period of Performance:
FOB: Destination
FFP
PURCHASE REQUEST NUMBER:
ELIN A014 ELINS
Item No | Description | Unit | Quantity | Unit Price without Tax
A014AA | Wood and Metal work required to make small repairs to living, office, and ablution unit containers
| Remove and replace wall section (8’ x 4’). Existing wall panels are similar to the specification provided in Attachment # 2. New wall sections shall be as specified in Attachment # 2, with painted chip board interior. | EA | 1
Period of Performance:
FOB: Destination
FFP
PURCHASE REQUEST NUMBER:
Item No | Description | Unit | Quantity | Unit Price without Tax
A014AB | Wood and Metal work required to make small repairs to living, office, and ablution unit containers
| Remove and replace floor section (8’ - 10’ wide and x 4’ long). Existing floor panels are similar to the specification provided in Attachment # 2. New wall sections shall be as specified in Attachment # 2, with PVC flooring. | EA | 1
Period of Performance:
FOB: Destination
FFP
PURCHASE REQUEST NUMBER:
Item No | Description | Unit | Quantity | Unit Price without Tax
A014AC | Wood and Metal work required to make small repairs to living, office, and ablution unit containers
| The Contractor shall Install locking hasp for wooden or metal door. Door hasps shall be rugged galvanized steel | EA | 1
Period of Performance:
FOB: Destination
FFP
PURCHASE REQUEST NUMBER:
Item No | Description | Unit | Quantity | Unit Price without Tax
A014AD | Wood and Metal work required to make small repairs to living, office, and ablution unit containers
| The Contractor shall Install locking hasp on wooden furniture (wall or foot locker ) | EA | 1
Period of Performance:
FOB: Destination
FFP
PURCHASE REQUEST NUMBER:
Item No | Description | Unit | Quantity | Unit Price without Tax
A014AE | Wood and Metal work required to make small repairs to living, office, and ablution unit containers
| The Contractor shall Clean out roof drains and dispose of drain debris. Includes inspection of roof for holes or damage. Holes or damage shall be reported to the COR. | EA | 1
Period of Performance:
FOB: Destination
FFP
PURCHASE REQUEST NUMBER:
Item No | Description | Unit | Quantity | Unit Price without Tax
A014AF | Wood and Metal work required to make small repairs to living, office, and ablution unit containers
| The Contractor shall Contractor shall seal small holes or joints in container roof sections with silicon . | EA | 1
Period of Performance:
FOB: Destination
FFP
PURCHASE REQUEST NUMBER:
Item No | Description | Unit | Quantity | Unit Price without Tax
A014AG | Wood and Metal work required to make small repairs to living, office, and ablution unit containers
| The Contractor shall apply silicon sealant to a window or door frame | EA | 1
Period of Performance:
FOB: Destination
FFP
PURCHASE REQUEST NUMBER:
ELIN A015 ELINS
Item No | Description | Unit | Quantity | Unit Price without Tax
A015AA | Electrical work for all building types
| The Contractor shall Remove and replace 220V Light Switch (16 amp). Light switch may be wall or flush mounted. Light shall meet European electrical codes. | EA | 1
Period of Performance:
FOB: Destination
FFP
PURCHASE REQUEST NUMBER:
Item No | Description | Unit | Quantity | Unit Price without Tax
A015AB | Electrical work for all building types
| The Contractor shall Remove and replace 220V Schuko type electrical outlet, single. Outlet may be wall or flush mounted. Outlet shall meet European electrical codes. | EA | 1
Period of Performance:
FOB: Destination
FFP
PURCHASE REQUEST NUMBER:
Item No | Description | Unit | Quantity | Unit Price without Tax
A015AC | Electrical work for all building types
| The Contractor shall Remove and replace 220V Schuko type electrical double, single. Outlet may be wall or flush mounted. Outlet shall meet European electrical codes. | EA | 1
Period of Performance:
FOB: Destination
FFP
PURCHASE REQUEST NUMBER:
Item No | Description | Unit | Quantity | Unit Price without Tax
A015AD | Electrical work for all building types
| The Contractor shall Remove and replace circuit breaker 10 amp | EA | 1
Period of Performance:
FOB: Destination
FFP
PURCHASE REQUEST NUMBER:
Item No | Description | Unit | Quantity | Unit Price without Tax
A015AE | Electrical work for all building types
| The Contractor shall Remove and replace circuit breaker 16 amp | EA | 1
Period of Performance:
FOB: Destination
FFP
PURCHASE REQUEST NUMBER:
Item No | Description | Unit | Quantity | Unit Price without Tax
A015AF | Electrical work for all building types
| The Contractor shall Remove and replace circuit breaker 30 amp | EA | 1
Period of Performance:
FOB: Destination
FFP
PURCHASE REQUEST NUMBER:
Item No | Description | Unit | Quantity | Unit Price without Tax
A015AG | Electrical work for all building types
| The Contractor shall Remove and replace ground fault circuit interrupt breaker 10 mA | EA | 1
Period of Performance:
FOB: Destination
FFP
PURCHASE REQUEST NUMBER:
Item No | Description | Unit | Quantity | Unit Price without Tax
A015AH | Electrical work for all building types
| The Contractor shall Remove and replace ground fault circuit interrupt breaker 30 mA | EA | 1
Period of Performance:
FOB: Destination
FFP
PURCHASE REQUEST NUMBER:
Item No | Description | Unit | Quantity | Unit Price without Tax
A015AI | Electrical work for all building types
| The Contractor shall Remove and replace fluorescent light fixture, dual bulb, 36W , 60 cm | EA | 1
Period of Performance:
FOB: Destination
FFP
PURCHASE REQUEST NUMBER:
Item No | Description | Unit | Quantity | Unit Price without Tax
A015AJ | Electrical work for all building types
| The Contractor shall Remove and replace fluorescent light fixture, single bulb, 36W , 60 cm | EA | 1
Period of Performance:
FOB: Destination
FFP
PURCHASE REQUEST NUMBER:
Item No | Description | Unit | Quantity | Unit Price without Tax
A015AK | Electrical work for all building types
| The Contractor shall Remove and replace fluorescent light fixture, dual bulb, 36W, 120 cm | EA | 1
Period of Performance:
FOB: Destination
FFP
PURCHASE REQUEST NUMBER:
Item No | Description | Unit | Quantity | Unit Price without Tax
A015AL | Electrical work for all building types
| The Contractor shall Remove and replace fluorescent light fixture, dual bulb, 36W, 120 cm | EA | 1
Period of Performance:
FOB: Destination
FFP
PURCHASE REQUEST NUMBER:
Item No | Description | Unit | Quantity | Unit Price without Tax
A015AM | Electrical work for all building types
| The Contractor shall Remove and replace fluorescent light starter | EA | 1
Period of Performance:
FOB: Destination
FFP
PURCHASE REQUEST NUMBER:
Item No | Description | Unit | Quantity | Unit Price without Tax
A015AN | Electrical work for all building types
| The Contractor shall Remove and replace ground fault circuit interrupt breaker 30 mA for elevated lights (up to 6m height) | EA | 1
Period of Performance:
FOB: Destination
FFP
PURCHASE REQUEST NUMBER:
Item No | Description | Unit | Quantity | Unit Price without Tax
A015AO | Electrical work for all building types
| The Contractor shall Remove and replace fluorescent light fixture, dual bulb, 36W, 60 cm for elevated lights (up to 6m height) | EA | 1
Period of Performance:
FOB: Destination
FFP
PURCHASE REQUEST NUMBER:
Item No | Description | Unit | Quantity | Unit Price without Tax
A015AP | Electrical work for all building types
| The Contractor shall Remove and replace fluorescent light fixture, single bulb, 36W, 60 cm for elevated lights (up to 6m height) | EA | 1
Period of Performance:
FOB: Destination
FFP
PURCHASE REQUEST NUMBER:
Item No | Description | Unit | Quantity | Unit Price without Tax
A015AQ | Electrical work for all building types
| The Contractor shall Install 16 amp single phase grounded circuit cable, surface mounted. Includes mounting of Panduit and required wall penetrations. U/M Linear Meter. | EA | 1
Period of Performance:
FOB: Destination
FFP
PURCHASE REQUEST NUMBER:
Item No | Description | Unit | Quantity | Unit Price without Tax
A0015AR | Electrical work for all building types
| The contractor shall remove and replace interior lightbulbs Type COPA I, IP20, Type 1/250 at a height above four (4) meters. | EA | 1
Period of Performance:
FOB: Destination
FFP
PURCHASE REQUEST NUMBER:
ELIN A016 ELINS
Item No | Description | Unit | Quantity | Unit Price without Tax
A016AA | Carpentry and Miscellaneous Work for all building types
| The Contractor shall Chip and remove plaster, interior. Replace plaster. Includes painting to match existing wall color. | EA | 1
Period of Performance:
FOB: Destination
FFP
PURCHASE REQUEST NUMBER:
Item No | Description | Unit | Quantity | Unit Price without Tax
A016AB | Carpentry and Miscellaneous Work for all building types
| The Contractor shall Chip and remove plaster, exterior. Replace plaster. Includes painting to match existing wall color. | EA | 1
Period of Performance:
FOB: Destination
FFP
PURCHASE REQUEST NUMBER:
Item No | Description | Unit | Quantity | Unit Price without Tax
A016AC | Carpentry and Miscellaneous Work for all building types
| The Contractor shall Provide exterior sign (adhesive backed plastic paper mounted on 5mm Plexiglas). | EA | 1
Period of Performance:
FOB: Destination
FFP
PURCHASE REQUEST NUMBER:
Item No | Description | Unit | Quantity | Unit Price without Tax
A016AD | Carpentry and Miscellaneous Work for all building types
| The Contractor shall Provide wooden signs. Signs will be made of 1 cm thick plywood, painted white, with block lettering (stencil) up to 20 cm high in black only. | EA | 1
Period of Performance:
FOB: Destination
FFP
PURCHASE REQUEST NUMBER:
Item No | Description | Unit | Quantity | Unit Price without Tax
A016AE | Carpentry and Miscellaneous Work for all building types
| The Contractor shall Provide exterior sign (Mount signs on wooden stakes (2” x 4”) mounted on 5mm Plexiglas). | EA | 1
Period of Performance:
FOB: Destination
FFP
PURCHASE REQUEST NUMBER:
Item No | Description | Unit | Quantity | Unit Price without Tax
A016AF | Carpentry and Miscellaneous Work for all building types
| The Contractor shall Provide exterior sign (adhesive backed plastic paper mounted on 5mm Plexiglas) mount signs on metal pole. Install metal pole with concrete foundation, 50 cm deep. | EA | 1
Period of Performance:
FOB: Destination
FFP
PURCHASE REQUEST NUMBER:
Item No | Description | Unit | Quantity | Unit Price without Tax
A016AG | Carpentry and Miscellaneous Work for all building types
| Provide exterior sign (adhesive backed plastic paper mounted on 5mm Plexiglas) Mount signs on building or structure. | EA | 1
Period of Performance:
FOB: Destination
FFP
PURCHASE REQUEST NUMBER:
Item No | Description | Unit | Quantity | Unit Price without Tax
A016AH | Carpentry and Miscellaneous Work for all building types
| The Contractor shall Remove and replace battery operated smoke detector. Includes long-life (5 year) 9 volt battery. | EA | 1
Period of Performance:
FOB: Destination
FFP
PURCHASE REQUEST NUMBER:
Item No | Description | Unit | Quantity | Unit Price without Tax
A016AI | Carpentry and Miscellaneous Work for all building types
| The Contractor shall Remove and replace column radiator, cast iron, connected depth up to 220mm, up to 20 elements, hub spacing up to 500 mm. Includes all drainage of water, valves and associated hardware. | EA | 1
Period of Performance:
FOB: Destination
FFP
PURCHASE REQUEST NUMBER:
Item No | Description | Unit | Quantity | Unit Price without Tax
A016AJ | Carpentry and Miscellaneous Work for all building types
| The Contractor shall Remove and replace column radiator, cast iron, connected depth up to 220mm, up to 20 elements, hub spacing 500 to 900 mm. Includes all drainage of water, valves and associated hardware. | EA | 1
Period of Performance:
FOB: Destination
FFP
PURCHASE REQUEST NUMBER:
Item No | Description | Unit | Quantity | Unit Price without Tax
A016AK | Carpentry and Miscellaneous Work for all building types
| The Contractor shall Remove and replace column radiator, cast iron, connected depth up to 220mm, 21 to 40 elements, hub spacing up to 500 mm. Includes all drainage of water, valves and associated hardware. | EA | 1
Period of Performance:
FOB: Destination
FFP
PURCHASE REQUEST NUMBER:
Item No | Description | Unit | Quantity | Unit Price without Tax
A016AL | Carpentry and Miscellaneous Work for all building types
| The Contractor shall Remove and replace column radiator, cast iron, connected depth up to 220mm, 21 to 40 elements, hub spacing 500 to 900 mm. Includes all drainage of water, valves and associated hardware. | EA | 1
Period of Performance:
FOB: Destination
FFP
PURCHASE REQUEST NUMBER:
Item No | Description | Unit | Quantity | Unit Price without Tax
A016AM | Carpentry and Miscellaneous Work for all building types
| The Contractor shall Remove and replace column radiator, cast iron, connected depth up to 220mm, 41 to 60 elements, hub spacing up to 500 mm. Includes all drainage of water, valves and associated hardware. | EA | 1
Period of Performance:
FOB: Destination
FFP
PURCHASE REQUEST NUMBER:
Item No | Description | Unit | Quantity | Unit Price without Tax
A016AN | Carpentry and Miscellaneous Work for all building types
| The Contractor shall Remove and replace column radiator, cast iron, connected depth up to 220mm, 41 to 60 elements, hub spacing 500-900 mm. Includes all drainage of water, valves and associated hardware. | EA | 1
Period of Performance:
FOB: Destination
FFP
PURCHASE REQUEST NUMBER:
Item No | Description | Unit | Quantity | Unit Price without Tax
A016AO | Carpentry and Miscellaneous Work for all building types
| The Contractor shall Remove and replace column radiator, cast iron, connected depth up to 220mm, up to 20 elements, hub spacing up to 500 mm. Includes all drainage of water, valves and associated hardware. | EA | 1
Period of Performance:
FOB: Destination
FFP
PURCHASE REQUEST NUMBER:
Item No | Description | Unit | Quantity | Unit Price without Tax
A016AP | Carpentry and Miscellaneous Work for all building types
| The Contractor shall Remove and replace column radiator, cast iron, connected depth up to 220mm, up to 20 elements, hub spacing up to 500 mm. Includes all drainage of water, valves and associated hardware. | EA | 1
Period of Performance:
FOB: Destination
FFP
PURCHASE REQUEST NUMBER:
The Following ELINs are for Delivery of Construction Material for MK Airbase
Item No | Description | Unit | Quantity | Unit Price without Tax
A0017AA | Delivery of construction materials to MK Airbase
| The Contractor shall Deliver aggregate, hard rock, 0 – 2 cm, evenly mixed | EA | 1
FFP
FOB: Destination
FFP
0
Item No | Description | Unit | Quantity | Unit Price without Tax
A0017AB | Delivery of construction materials to MK Airbase
| The Contractor shall Deliver aggregate, hard rock, 2 – 5 cm, evenly mixed | EA | 1
FFP
FOB: Destination
FFP
0
Item No | Description | Unit | Quantity | Unit Price without Tax
A0017AC | Delivery of construction materials to MK Airbase
| The Contractor shall Deliver crushed stone 5 – 8 cm, evenly mixed. | EA | 1
FFP
FOB: Destination
FFP
0
Item No | Description | Unit | Quantity | Unit Price without Tax
A0017AD | Delivery of construction materials to MK Airbase
| The Contractor shall Deliver aggregate, limestone rock , 0 – 2 cm, evenly mixed. | EA | 1
FFP
FOB: Destination
FFP
0
Item No | Description | Unit | Quantity | Unit Price without Tax
A0017AE | Delivery of construction materials to MK Airbase
| The Contractor shall Deliver aggregate, limestone rock, 2 – 5 cm, evenly mixed | EA | 1
FFP
FOB: Destination
FFP
0
Item No | Description | Unit | Quantity | Unit Price without Tax
A0017AF | Delivery of construction materials to MK Airbase
| The Contractor shall Deliver sand, coarse grained, washed, to MK Airbase | EA | 1
FFP
FOB: Destination
FFP
0
Item No | Description | Unit | Quantity | Unit Price without Tax
A0017AG | Delivery of construction materials to MK Airbase
| The Contractor shall Deliver concrete, grade B20 (3000 psi), to MK Airbase. Less than 4 cubic meters. | EA | 1
FFP
FOB: Destination
FFP
0
Item No | Description | Unit | Quantity | Unit Price without Tax
A0017AH | Delivery of construction materials to MK Airbase
| The Contractor shall Deliver concrete, grade B20 (3000 psi), to MK Airbase. More than 4 cubic meters. | EA | 1
FFP
FOB: Destination
FFP
0
Item No | Description | Unit | Quantity | Unit Price without Tax
A0017AI | Delivery of construction materials to MK Airbase
| The Contractor shall Deliver steel concrete reinforcing rod mesh PC 52 – 12mm steel bars | EA | 1
FFP
FOB: Destination
FFP
0
Item No | Description | Unit | Quantity | Unit Price without Tax
A0017AJ | Delivery of construction materials to MK Airbase
| The Contractor shall Deliver steel manhole covers (1 cm thick) painted with two coats of rustproof paint (red or white in color). Covers will have lifting eyes or recessing handles. | EA | 1
FFP
FOB: Destination
FFP
0
Item No | Description | Unit | Quantity | Unit Price without Tax
A0017AK | Delivery of construction materials to MK Airbase
| The Contractor shall Pump out and dispose of oil sludge from oil water separators. Oil sludge disposal must be at a licensed Romanian disposal location. | EA | 1
FFP
FOB: Destination
FFP
0
The Following ELINs are for Delivery of Construction Material for Babadag Training Area
Item No | Description | Unit | Quantity | Unit Price without Tax
A0018AA | Delivery of construction materials to Babadag Training Area
| The Contractor shall Deliver aggregate, hard rock, 0 – 2 cm, evenly mixed | EA | 1
FOB: Destination
FOB: Destination
FFP
0
Item No | Description | Unit | Quantity | Unit Price without Tax
A0018AB | Delivery of construction materials to Babadag Training Area
| The Contractor shall Deliver aggregate, hard rock, 2 – 5 cm, evenly mixed | EA | 1
FOB: Destination
FOB: Destination
FFP
0
Item No | Description | Unit | Quantity | Unit Price without Tax
A0018AC | Delivery of construction materials to Babadag Training Area
| The Contractor shall Deliver crushed stone 5 – 8 cm, evenly mixed. | EA | 1
FOB: Destination
FOB: Destination
FFP
0
Item No | Description | Unit | Quantity | Unit Price without Tax
A0018AD | Delivery of construction materials to Babadag Training Area
| The Contractor shall Deliver aggregate, limestone rock , 0 – 2 cm, evenly mixed. | EA | 1
FOB: Destination
FOB: Destination
FFP
0
Item No | Description | Unit | Quantity | Unit Price without Tax
A0018AE | Delivery of construction materials to Babadag Training Area
| The Contractor shall Deliver aggregate, limestone rock, 2 – 5 cm, evenly mixed | EA | 1
FOB: Destination
FOB: Destination
FFP
0
Item No | Description | Unit | Quantity | Unit Price without Tax
A0018AF | Delivery of construction materials to Babadag Training Area
| The Contractor shall Deliver sand, coarse grained, washed, to Babadag Training Area | EA | 1
FOB: Destination
FOB: Destination
FFP
0
Item No | Description | Unit | Quantity | Unit Price without Tax
A0018AG | Delivery of construction materials to Babadag Training Area
| The Contractor shall Deliver concrete, grade B20 (3000 psi), to Babadag Training Area. Less than 4 cubic meters. | EA | 1
FOB: Destination
FOB: Destination
FFP
0
Item No | Description | Unit | Quantity | Unit Price without Tax
A0018AH | Delivery of construction materials to Babadag Training Area
| The Contractor shall Deliver concrete, grade B20 (3000 psi), to Babadag Training Area. More than 4 cubic meters. | EA | 1
FOB: Destination
FOB: Destination
FFP
0
Item No | Description | Unit | Quantity | Unit Price without Tax
A0018AI | Delivery of construction materials to Babadag Training Area
| The Contractor shall Deliver steel concrete reinforcing rod mesh PC 52 – 12mm steel bars | EA | 1
FOB: Destination
FOB: Destination
FFP
0
Item No | Description | Unit | Quantity | Unit Price without Tax
A0018AJ | Delivery of construction materials to Babadag Training Area
| The Contractor shall Deliver steel manhole covers (1 cm thick) painted with two coats of rustproof paint (red or white in color). Covers will have lifting eyes or recessing handles. | EA | 1
FOB: Destination
FOB: Destination
FFP
0
Item No | Description | Unit | Quantity | Unit Price without Tax
A0018AK | Delivery of construction materials to Babadag Training Area
| The Contractor shall Pump out and dispose of oil sludge from oil water separators. Oil sludge disposal must be at a licensed Romanian disposal location. | EA | 1
FOB: Destination
FOB: Destination
FFP
0

## Option Year
Exhibit B for W912PB08T4006 (ELINs)
ELIN B001
Item No | Description | Unit | Quantity | Unit Price without Tax
B001AA | Hinge: Prefabricated metal buildings
| Remove and replace door hinges. The contractor shall remove and replace broken door hinges for Prefabricated metal buildings. Work may involve welding of metal plates or carpentry to secure the hinges to the door or frame. See Example photos in Attachment | EA | 1
Period of Performance:
FOB: Destination
FFP
PURCHASE REQUEST NUMBER:
Item No | Description | Unit | Quantity | Unit Price without Tax
B001AB | Hinge: Office and living containers
| Remove and replace door hinges. The contractor shall remove and replace broken door hinges for Office and Living Containers. Work may involve welding of metal plates or carpentry to secure the hinges to the door or frame. See Example photos in Attachment | EA | 1
Period of Performance:
FOB: Destination
FFP
PURCHASE REQUEST NUMBER:
Item No | Description | Unit | Quantity | Unit Price without Tax
B001AC | Hinge: Ablution Units
| Remove and replace door hinges. The contractor shall remove and replace broken door hinges for Ablution Units. Work may involve welding of metal plates or carpentry to secure the hinges to the door or frame. See Example photos in Attachment # 1. | EA | 1
Period of Performance:
FOB: Destination
FFP
PURCHASE REQUEST NUMBER:
Item No | Description | Unit | Quantity | Unit Price without Tax
B001AD | Hinge: Fixed Buildings (Metal)
| Remove and replace door hinges. The contractor shall remove and replace broken door hinges for Fixed Metal Buildings. Work may involve welding of metal plates or carpentry to secure the hinges to the door or frame. See Example photos in Attachment # 1. | EA | 1
Period of Performance:
FOB: Destination
FFP
PURCHASE REQUEST NUMBER:
Item No | Description | Unit | Quantity | Unit Price without Tax
B001AE | Hinge: Fixed Buildings (Wood)
| Remove and replace door hinges. The contractor shall remove and replace broken door hinges for Fixed Wood Buildings. Work may involve welding of metal plates or carpentry to secure the hinges to the door or frame. See Example photos in Attachment # 1. | EA | 1
Period of Performance:
FOB: Destination
FFP
PURCHASE REQUEST NUMBER:
Item No | Description | Unit | Quantity | Unit Price without Tax
B001AF | Pull Bar Coil Spring and Strap
| Remove, Replace or Repair mechanical pull bar coil spring and strap | EA | 1
Period of Performance:
FOB: Destination
FFP
PURCHASE REQUEST NUMBER:
Item No | Description | Unit | Quantity | Unit Price without Tax
B001AG | Replace or Repair Exterior Window Shutters
| Remove, Replace or Repair mechanical pull bar coil spring and strap | EA | 1
Period of Performance:
FOB: Destination
FFP
PURCHASE REQUEST NUMBER:
ELIN B002 ELINS
Item No | Description | Unit | Quantity | Unit Price without Tax
B002AA | Remove and replace door lock hardware including handles.
| Remove and replace cylinder locks. (Unlocked) Lock may be keyed on both sides, or with a key on one side and a turn handle on the other. Lock installed will be at COR discretion. | EA | 1
Period of Performance:
FOB: Destination
FFP
PURCHASE REQUEST NUMBER:
Item No | Description | Unit | Quantity | Unit Price without Tax
B002AB | Remove and replace door lock hardware including handles.
| Drill out and remove secured cylinder lock. Remove and replace cylinder lock. Lock may be keyed on both sides, or with a key on one side and a turn handle on the other. Lock installed will be at COR discretion. | EA | 1
Period of Performance:
FOB: Destination
FFP
PURCHASE REQUEST NUMBER:
Item No | Description | Unit | Quantity | Unit Price without Tax
B002AC | Remove and replace door lock hardware including handles.
| Remove and replace Type 1 container door hardware (metal doors). See Example photos in Attachment # 1 | EA | 1
Period of Performance:
FOB: Destination
FFP
PURCHASE REQUEST NUMBER:
Item No | Description | Unit | Quantity | Unit Price without Tax
B002AD | Remove and replace door lock hardware including handles.
| Remove and replace Type 2 container door hardware (metal doors). See Example photos in Attachment # 1 | EA | 1
Period of Performance:
FOB: Destination
FFP
PURCHASE REQUEST NUMBER:
Item No | Description | Unit | Quantity | Unit Price without Tax
B002AE | Remove and replace door lock hardware including handles.
| Remove and replace unspecified door hardware (metal doors). See Example Photos in Attachment # 1 | EA | 1
Period of Performance:
FOB: Destination
FFP
PURCHASE REQUEST NUMBER:
Item No | Description | Unit | Quantity | Unit Price without Tax
B002AF | Remove and replace door lock hardware including handles.
| Remove and replace unspecified door hardware (wooden doors). See Example Photos in Attachment # 1 | EA | 1
Period of Performance:
FOB: Destination
FFP
PURCHASE REQUEST NUMBER:
Item No | Description | Unit | Quantity | Unit Price without Tax
B002AG | Remove and replace panic door hardware (metal doors)
| Remove and replace panic door hardware (metal doors). See Example Photos in Attachment # 1 | EA | 1
Period of Performance:
FOB: Destination
FFP
PURCHASE REQUEST NUMBER:
Item No | Description | Unit | Quantity | Unit Price without Tax
B002AH | Copy Keys
| Contractor shall make copies of keys for locks as specified by the COR. | EA | 1
Period of Performance:
FOB: Destination
FFP
PURCHASE REQUEST NUMBER:
Item No | Description | Unit | Quantity | Unit Price without Tax
B002AI | Door Handle Reinforcement
| Contractor shall install metal plate (1 mm thick galvanized steel or 2 cm aluminum) around handle to reinforce door. | EA | 1
Period of Performance:
FOB: Destination
FFP
PURCHASE REQUEST NUMBER:
ELIN B003 ELINS
Item No | Description | Unit | Quantity | Unit Price without Tax
B003AA | Removal and Replacement of Doors for Prefabricated Metal buildings
| Contractor shall replace Prefabricated metal buildings Doors. Photos provided in attachment #1 are examples and may not constitute all types of door. This ELIN includes reuse of original door locks and hardware. | EA | 1
Period of Performance:
FOB: Destination
FFP
PURCHASE REQUEST NUMBER:
Item No | Description | Unit | Quantity | Unit Price without Tax
B003AB | Removal and Replacement of Doors for Office and Living Container Buildings
| Contractor shall replace Office and Living Container Doors. Photos provided in attachment #1 are examples and may not constitute all types of door. This ELIN includes reuse of original door locks and hardware. | EA | 1
Period of Performance:
FOB: Destination
FFP
PURCHASE REQUEST NUMBER:
Item No | Description | Unit | Quantity | Unit Price without Tax
B003AC | Removal and Replacement of Doors for Ablution Buildings
| Contractor shall replace Ablution Unit Doors. Photos provided in attachment #1 are examples and may not constitute all types of door. This ELIN includes reuse of original door locks and hardware. | EA | 1
Period of Performance:
FOB: Destination
FFP
PURCHASE REQUEST NUMBER:
Item No | Description | Unit | Quantity | Unit Price without Tax
B003AD | Removal and Replacement of Doors for Fixed Buildings (Metal)
| Contractor shall replace Fixed Building (Metal) Doors. Photos provided in attachment #1 are examples and may not constitute all types of door. This ELIN includes reuse of original door locks and hardware. | EA | 1
Period of Performance:
FOB: Destination
FFP
PURCHASE REQUEST NUMBER:
Item No | Description | Unit | Quantity | Unit Price without Tax
B003AE | Removal and Replacement of Doors for Fixed Buildings (Wood)
| Contractor shall replace Fixed Building (Wood) Doors. Photos provided in attachment #1 are examples and may not constitute all types of door. This ELIN includes reuse of original door locks and hardware. | EA | 1
Period of Performance:
FOB: Destination
FFP
PURCHASE REQUEST NUMBER:
Item No | Description | Unit | Quantity | Unit Price without Tax
B003AF | Remove and Replace Prefabricated Metal buildings door to include frame
| Contractor shall Remove and Replace Prefabricated Metal buildings door to include frame. Photos provided in attachment #1 are examples and may not constitute all types of door. This ELIN includes reuse of original door locks and hardware. | EA | 1
Period of Performance:
FOB: Destination
FFP
PURCHASE REQUEST NUMBER:
Item No | Description | Unit | Quantity | Unit Price without Tax
B003AG | Remove and Replace Office and Living Containers door to include frame
| Contractor shall Remove and Replace Office and Living Containers door to include frame. Photos provided in attachment #1 are examples and may not constitute all types of door. This ELIN includes reuse of original door locks and hardware. | EA | 1
Period of Performance:
FOB: Destination
FFP
PURCHASE REQUEST NUMBER:
Item No | Description | Unit | Quantity | Unit Price without Tax
B003AH | Remove and Replace Ablution Unit door to include frame
| Contractor shall Remove and Replace Ablution Unit door to include frame. Photos provided in attachment #1 are examples and may not constitute all types of door. This ELIN includes reuse of original door locks and hardware. | EA | 1
Period of Performance:
FOB: Destination
FFP
PURCHASE REQUEST NUMBER:
Item No | Description | Unit | Quantity | Unit Price without Tax
B003AI | Remove and Replace Fixed buildings (Metal) door to include frame
| Contractor shall Remove and Replace Fixed buildings (Metal) door to include frame. Photos provided in attachment #1 are examples and may not constitute all types of door. This ELIN includes reuse of original door locks and hardware. | EA | 1
Period of Performance:
FOB: Destination
FFP
PURCHASE REQUEST NUMBER:
Item No | Description | Unit | Quantity | Unit Price without Tax
B003AJ | Remove and Replace Fixed buildings (Wood) door to include frame
| Contractor shall Remove and Replace Fixed buildings (Wood) door to include frame. Photos provided in attachment #1 are examples and may not constitute all types of door. This ELIN includes reuse of original door locks and hardware. | EA | 1
Period of Performance:
FOB: Destination
FFP
PURCHASE REQUEST NUMBER:
ELIN B004 ELINS
Item No | Description | Unit | Quantity | Unit Price without Tax
B004AA | Removal and Replacement of Glass Windows and Frames
| Contractor shall Remove and replace broken insulated glass pane, metal frame, up one square meter glass. Photos provided in attachment #1 are examples and may not constitute all types of windows. This ELIN includes reuse of original hardware. | EA | 1
Period of Performance:
FOB: Destination
FFP
PURCHASE REQUEST NUMBER:
Item No | Description | Unit | Quantity | Unit Price without Tax
B004AB | Removal and Replacement of Glass Windows and Frames
| Contractor shall Remove and replace broken insulated glass pane, metal frame, up to two square meter glass. Photos provided in attachment #1 are examples and may not constitute all types of windows. This ELIN includes reuse of original hardware. | EA | 1
Period of Performance:
FOB: Destination
FFP
PURCHASE REQUEST NUMBER:
Item No | Description | Unit | Quantity | Unit Price without Tax
B004AC | Removal and Replacement of Glass Windows and Frames
| Contractor shall Remove and replace broken single pane glass, wooden frame, up to one square meter glass. Photos provided in attachment #1 are examples and may not constitute all types of windows. This ELIN includes reuse of original hardware. | EA | 1
Period of Performance:
FOB: Destination
FFP
PURCHASE REQUEST NUMBER:
Item No | Description | Unit | Quantity | Unit Price without Tax
B004AD | Removal and Replacement of Glass Windows and Frames
| Contractor shall Remove and replace broken single pane glass, wooden frame, up to one square meter glass. Photos provided in attachment #1 are examples and may not constitute all types of windows. This ELIN includes reuse of original hardware. | EA | 1
Period of Performance:
FOB: Destination
FFP
PURCHASE REQUEST NUMBER:
Item No | Description | Unit | Quantity | Unit Price without Tax
B004AE | Removal and Replacement of Window Blinds for Containers.
| Contractor shall Remove and replace window blind (container only). Photos provided in attachment #1 are examples and may not constitute all types of blinds. This ELIN includes reuse of original hardware. | EA | 1
Period of Performance:
FOB: Destination
FFP
PURCHASE REQUEST NUMBER:
Item No | Description | Unit | Quantity | Unit Price without Tax
B004AF | Remove and replace container metal frame window (900 x 1200 sm)
| Contractor shall Remove and replace container metal frame window (900 x 1200 sm). Photos provided in attachment #1 are examples and may not constitute all types of windows. This ELIN includes reuse of original hardware. | EA | 1
Period of Performance:
FOB: Destination
FFP
PURCHASE REQUEST NUMBER:
Item No | Description | Unit | Quantity | Unit Price without Tax
B004AG | Remove and replace metal frame window (includes frame) in masonry building up 1000mm x 1000mm
| Contractor shall Remove and replace metal frame window (includes frame) in masonry building up 1000mm x 1000mm. Photos provided in attachment #1 are examples and may not constitute all types of windows. This ELIN includes reuse of original hardware. | EA | 1
Period of Performance:
FOB: Destination
FFP
PURCHASE REQUEST NUMBER:
Item No | Description | Unit | Quantity | Unit Price without Tax
B004AH | Remove and replace metal frame window (includes frame) in masonry building up to 2000mm x 2000mm
| Contractor shall Remove and replace metal frame window (includes frame) in masonry building up to 2000mm x 2000mm. Photos provided in attachment #1 are examples and may not constitute all types of windows. This ELIN includes reuse of original hardware. | EA | 1
Period of Performance:
FOB: Destination
FFP
PURCHASE REQUEST NUMBER:
Item No | Description | Unit | Quantity | Unit Price without Tax
B004AI | Remove and replace metal frame window (includes frame) in masonry building up to 300mm x 3000m
| Contractor shall Remove and replace metal frame window (includes frame) in masonry building up to 300mm x 3000m. Photos provided in attachment #1 are examples and may not constitute all types of windows. This ELIN includes reuse of original hardware. | EA | 1
Period of Performance:
FOB: Destination
FFP
PURCHASE REQUEST NUMBER:
Item No | Description | Unit | Quantity | Unit Price without Tax
B004AJ | UFC 1-040-01 compliant window glazing for installed windows
| Contractor shall provide and apply UFC 1-040-01 compliant window glazing for installed one square meter windows. Photos provided in attachment #1 are examples and may not constitute all types of windows. | EA | 1
UFC compliant includes 6-mm (1/4-in) nominal laminated glass for any single pane exterior windows or skylights. The 6-mm (1/4-in) laminated glass consists of two nominal 3-mm (1/8-in) annealed glass panes bonded together with a minimum of a 0.75-mm (0.030
Period of Performance:
FOB: Destination
FFP
PURCHASE REQUEST NUMBER:
Item No | Description | Unit | Quantity | Unit Price without Tax
B004AK | UFC 1-040-01 compliant window glazing for installed windows
| Contractor shall provide and apply UFC 1-040-01 compliant window glazing for installed two square meter windows. Photos provided in attachment #1 are examples and may not constitute all types of windows. | EA | 1
UFC compliant includes 6-mm (1/4-in) nominal laminated glass for any single pane exterior windows or skylights. The 6-mm (1/4-in) laminated glass consists of two nominal 3-mm (1/8-in) annealed glass panes bonded together with a minimum of a 0.75-mm (0.030
Period of Performance:
FOB: Destination
FFP
PURCHASE REQUEST NUMBER:
Item No | Description | Unit | Quantity | Unit Price without Tax
B004AK | Remove and replace container window shutter (rolladen type)
| Contractor shall Remove and replace container window shutter (rolladen type). Includes only plastic shutter sections and roller.. | EA | 1
Period of Performance:
FOB: Destination
FFP
PURCHASE REQUEST NUMBER:
Item No | Description | Unit | Quantity | Unit Price without Tax
B004AL | Remove and replace container window shutter (rolladen type) strap and coil spring mechanism.
| Contractor shall Remove and replace container window shutter (rolladen type) strap and coil spring mechanism. | EA | 1
Period of Performance:
FOB: Destination
FFP
PURCHASE REQUEST NUMBER:
ELIN B005 ELINS
Item No | Description | Unit | Quantity | Unit Price without Tax
B005AA | Ablution unit repair Work
| Contractor shall remove and replace toilets seats. Replacement toilet seats must have metal hinges and hard plastic seats with covers. Toilet seats will be white in color. Photos provided in attachment #1 are examples and may not constitute all types of t | EA | 1
Period of Performance:
FOB: Destination
FFP
PURCHASE REQUEST NUMBER:
Item No | Description | Unit | Quantity | Unit Price without Tax
B005AB | Ablution unit repair Work
| Contractor shall Remove and replace sink faucet, Type 1, includes all gaskets and fittings. Photos provided in attachment #1 are examples and may not constitute all types of sinks. | EA | 1
Period of Performance:
FOB: Destination
FFP
PURCHASE REQUEST NUMBER:
Item No | Description | Unit | Quantity | Unit Price without Tax
B005AC | Ablution unit repair Work
| Contractor shall Remove and replace sink faucet, Type 2, includes all gaskets and fittings. Photos provided in attachment #1 are examples and may not constitute all types of sinks. | EA | 1
Period of Performance:
FOB: Destination
FFP
PURCHASE REQUEST NUMBER:
Item No | Description | Unit | Quantity | Unit Price without Tax
B005AD | Ablution unit repair Work
| Contractor shall Remove and replace sink faucet, Type 3, includes all gaskets and fittings. Photos provided in attachment #1 are examples and may not constitute all types of sinks. | EA | 1
Period of Performance:
FOB: Destination
FFP
PURCHASE REQUEST NUMBER:
Item No | Description | Unit | Quantity | Unit Price without Tax
B005AE | Ablution unit repair Work
| Contractor shall Remove and replace sink faucet, unspecified type, includes all gaskets and fittings. Photos provided in attachment #1 are examples and may not constitute all types of sinks. | EA | 1
Period of Performance:
FOB: Destination
FFP
PURCHASE REQUEST NUMBER:
Item No | Description | Unit | Quantity | Unit Price without Tax
B005AF | Ablution unit repair Work
| Contractor shall Remove and replace shower faucet, Type 1, includes all gaskets and fittings. Photos provided in attachment #1 are examples and may not constitute all types of shower faucets. | EA | 1
Period of Performance:
FOB: Destination
FFP
PURCHASE REQUEST NUMBER:
Item No | Description | Unit | Quantity | Unit Price without Tax
B005AG | Ablution unit repair Work
| Contractor shall Remove and replace shower faucet, Type 2, includes all gaskets and fittings. Photos provided in attachment #1 are examples and may not constitute all types of shower faucets. | EA | 1
Period of Performance:
FOB: Destination
FFP
PURCHASE REQUEST NUMBER:
Item No | Description | Unit | Quantity | Unit Price without Tax
B005AH | Ablution unit repair Work
| Contractor shall Remove and replace shower faucet, Type 3, includes all gaskets and fittings. Photos provided in attachment #1 are examples and may not constitute all types of shower faucets. | EA | 1
Period of Performance:
FOB: Destination
FFP
PURCHASE REQUEST NUMBER:
Item No | Description | Unit | Quantity | Unit Price without Tax
B005AI | Ablution unit repair Work
| Contractor shall Remove and replace shower head, includes all gaskets and fittings. Photos provided in attachment #1 are examples and may not constitute all types of shower faucets. | EA | 1
Period of Performance:
FOB: Destination
FFP
PURCHASE REQUEST NUMBER:
Item No | Description | Unit | Quantity | Unit Price without Tax
B005AJ | Ablution unit repair Work
| Contractor shall Remove and replace shower head, includes all gaskets and fittings. Photos provided in attachment #1 are examples and may not constitute all types of shower faucets. | EA | 1
Period of Performance:
FOB: Destination
FFP
PURCHASE REQUEST NUMBER:
Item No | Description | Unit | Quantity | Unit Price without Tax
B005AK | Ablution unit repair Work
| Contractor shall Remove and replace ceramic toilet bowl (rear drain). Includes new wax seal. Photos provided in attachment #1 are examples and may not constitute all types of drains. | EA | 1
Period of Performance:
FOB: Destination
FFP
PURCHASE REQUEST NUMBER:
Item No | Description | Unit | Quantity | Unit Price without Tax
B005AL | Ablution unit repair Work
| Contractor shall Remove and replace ceramic bowl (bottom drain). Includes new wax seal Photos provided in attachment #1 are examples and may not constitute all types of drains. | EA | 1
Period of Performance:
FOB: Destination
FFP
PURCHASE REQUEST NUMBER:
Item No | Description | Unit | Quantity | Unit Price without Tax
B005AM | Ablution unit repair Work
| Contractor shall Remove and replace toilet wax seal. Photos provided in attachment #1 are examples and may not constitute all types of seals. | EA | 1
Period of Performance:
FOB: Destination
FFP
PURCHASE REQUEST NUMBER:
Item No | Description | Unit | Quantity | Unit Price without Tax
B005AN | Ablution unit repair Work
| Contractor shall Remove and replace toilet tank and tank hardware, to include all connections. Toilet tank hardware shall be equipped with a single flush button and a variable internal float shut off. Includes all gaskets and fittings. Tank and hardware | EA | 1
Period of Performance:
FOB: Destination
FFP
PURCHASE REQUEST NUMBER:
Item No | Description | Unit | Quantity | Unit Price without Tax
B005AO | Ablution unit repair Work
| Contractor shall Remove and replace ventilation fan in Ablution Unit. Photos provided in attachment #1 are examples and may not constitute all types of ventilation Fans. | EA | 1
Period of Performance:
FOB: Destination
FFP
PURCHASE REQUEST NUMBER:
Item No | Description | Unit | Quantity | Unit Price without Tax
B005AP | Ablution unit repair Work
| Contractor shall Flush/clean out sewer connection piping. This ELIN is for hand auger or pressurized cleanout required in the event that a clogged drain cannot be cleaned out with a drain snake. | EA | 1
Period of Performance:
FOB: Destination
FFP
PURCHASE REQUEST NUMBER:
Item No | Description | Unit | Quantity | Unit Price without Tax
B005AQ | Ablution unit repair Work
| Contractor shall Remove and replace section (1 linear meter) of aboveground sewer connection piping. Piping is PVC, 110 diameter, 3 mm thickness. | EA | 1
Period of Performance:
FOB: Destination
FFP
PURCHASE REQUEST NUMBER:
Item No | Description | Unit | Quantity | Unit Price without Tax
B005AR | Ablution unit repair Work
| Contractor shall Remove and replace section (1 linear meter) of aboveground sewer connection piping. Piping is PVC, 125 diameter, 3.2 mm thickness. | EA | 1
Period of Performance:
FOB: Destination
FFP
PURCHASE REQUEST NUMBER:
Item No | Description | Unit | Quantity | Unit Price without Tax
B005AS | Ablution unit repair Work
| Contractor shall Remove and replace section (1 linear meter) of aboveground sewer connection piping. Piping is PVC, 160 diameter, 3.2 mm thickness | EA | 1
Period of Performance:
FOB: Destination
FFP
PURCHASE REQUEST NUMBER:
Item No | Description | Unit | Quantity | Unit Price without Tax
B005AT | Ablution unit repair Work
| Contractor shall Remove and replace section (1 linear meter) of aboveground sewer connection piping. Piping is PVC, 200 diameter, 4.9 mm thickness. | EA | 1
Period of Performance:
FOB: Destination
FFP
PURCHASE REQUEST NUMBER:
Item No | Description | Unit | Quantity | Unit Price without Tax
B005AU | Ablution unit repair Work
| Contractor shall Remove and replace section (1 linear meter) of buried sewer connection piping. Piping is PVC, 10 diameter, 3 mm thickness. Includes backfill, compaction and grass seeding. | EA | 1
Period of Performance:
FOB: Destination
FFP
PURCHASE REQUEST NUMBER:
Item No | Description | Unit | Quantity | Unit Price without Tax
B005AV | Ablution unit repair Work
| Contractor shall Remove and replace section (1 linear meter) of buried sewer connection piping. Piping is PVC, 125 diameter, 3.2 mm thickness. Includes backfill, compaction and grass seeding. | EA | 1
Period of Performance:
FOB: Destination
FFP
PURCHASE REQUEST NUMBER:
Item No | Description | Unit | Quantity | Unit Price without Tax
B005AW | Ablution unit repair Work
| Contractor shall Remove and replace section (1 linear meter) of buried sewer connection piping. Piping is PVC, 160 diameter, 3.2 mm thickness. Includes backfill, compaction and grass seeding. | EA | 1
Period of Performance:
FOB: Destination
FFP
PURCHASE REQUEST NUMBER:
Item No | Description | Unit | Quantity | Unit Price without Tax
B005AX | Ablution unit repair Work
| Contractor shall Remove and replace section (1 linear meter) of buried sewer connection piping. Piping is PVC, 200 diameter, 4.9 mm thickness. Includes backfill, compaction and grass seeding. | EA | 1
Period of Performance:
FOB: Destination
FFP
PURCHASE REQUEST NUMBER:
Item No | Description | Unit | Quantity | Unit Price without Tax
B005AY | Ablution unit repair Work
| Contractor shall Perform hot water heater maintenance on ablution hot water heaters up to 500 liters in capacity. Includes draining of the unit, disconnecting electrical components, removal of heating element, cleaning of heating element of calcium buildu | EA | 1
Period of Performance:
FOB: Destination
FFP
PURCHASE REQUEST NUMBER:
Item No | Description | Unit | Quantity | Unit Price without Tax
B005AZ | Ablution unit repair Work
| Contractor shall Remove and replace various gaskets in faucets and toilets. | EA | 1
Period of Performance:
FOB: Destination
FFP
PURCHASE REQUEST NUMBER:
Item No | Description | Unit | Quantity | Unit Price without Tax
B005BA | Ablution unit repair Work
| Contractor shall Remove and replace broken toilet paper holder. Wall material may be ceramic tile over brick, aluminum/stainless steel or wood. | EA | 1
Period of Performance:
FOB: Destination
FFP
PURCHASE REQUEST NUMBER:
Item No | Description | Unit | Quantity | Unit Price without Tax
B005BB | Ablution unit repair Work
| Contractor shall Remove and replace clothes hook. Existing clothes hooks are both plastic and metal. Replacement clothes hooks shall be hardened plastic (hook 1 cm diameter) and mounted with adhesive backing. | EA | 1
Period of Performance:
FOB: Destination
FFP
PURCHASE REQUEST NUMBER:
Item No | Description | Unit | Quantity | Unit Price without Tax
B005BC | Ablution unit repair Work
| Contractor shall Remove and replace ceramic urinal bowl | EA | 1
Period of Performance:
FOB: Destination
FFP
PURCHASE REQUEST NUMBER:
Item No | Description | Unit | Quantity | Unit Price without Tax
B005BD | Ablution unit repair Work
| Contractor shall Remove and replace urinal flush valve. Valve shall be properly secured and level. | EA | 1
Period of Performance:
FOB: Destination
FFP
PURCHASE REQUEST NUMBER:
Item No | Description | Unit | Quantity | Unit Price without Tax
B005BE | Ablution unit repair Work
| Contractor shall Apply silicon sealant around shower stall (approximately 1200mm x 1200mm). Silicon sealant shall be universal, waterproof, anti-fungus, UV resistant, and permanently elastic; and suitable for sanitary and construction applications | EA | 1
Period of Performance:
FOB: Destination
FFP
PURCHASE REQUEST NUMBER:
Item No | Description | Unit | Quantity | Unit Price without Tax
B005BF | Ablution unit repair Work
| Contractor shall Apply silicon sealant around shower stall (approximately 1200mm x 1200mm) | EA | 1
Period of Performance:
FOB: Destination
FFP
PURCHASE REQUEST NUMBER:
ELIN B006 ELINS
Item No | Description | Unit | Quantity | Unit Price without Tax
B006AA | Wood and Metal work required to make small repairs to living, office, and ablution unit containers
| Remove and replace wall section (8’ x 4’). Existing wall panels are similar to the specification provided in Attachment # 2. New wall sections shall be as specified in Attachment # 2, with painted chip board interior. | EA | 1
Period of Performance:
FOB: Destination
FFP
PURCHASE REQUEST NUMBER:
Item No | Description | Unit | Quantity | Unit Price without Tax
B006AB | Wood and Metal work required to make small repairs to living, office, and ablution unit containers
| Remove and replace floor section (8’ - 10’ wide and x 4’ long). Existing floor panels are similar to the specification provided in Attachment # 2. New wall sections shall be as specified in Attachment # 2, with PVC flooring. | EA | 1
Period of Performance:
FOB: Destination
FFP
PURCHASE REQUEST NUMBER:
Item No | Description | Unit | Quantity | Unit Price without Tax
B006AC | Wood and Metal work required to make small repairs to living, office, and ablution unit containers
| The Contractor shall Install locking hasp for wooden or metal door. Door hasps shall be rugged galvanized steel | EA | 1
Period of Performance:
FOB: Destination
FFP
PURCHASE REQUEST NUMBER:
Item No | Description | Unit | Quantity | Unit Price without Tax
B006AD | Wood and Metal work required to make small repairs to living, office, and ablution unit containers
| The Contractor shall Install locking hasp on wooden furniture (wall or foot locker ) | EA | 1
Period of Performance:
FOB: Destination
FFP
PURCHASE REQUEST NUMBER:
Item No | Description | Unit | Quantity | Unit Price without Tax
B006AE | Wood and Metal work required to make small repairs to living, office, and ablution unit containers
| The Contractor shall Clean out roof drains and dispose of drain debris. Includes inspection of roof for holes or damage. Holes or damage shall be reported to the COR. | EA | 1
Period of Performance:
FOB: Destination
FFP
PURCHASE REQUEST NUMBER:
Item No | Description | Unit | Quantity | Unit Price without Tax
B006AF | Wood and Metal work required to make small repairs to living, office, and ablution unit containers
| The Contractor shall Contractor shall seal small holes or joints in container roof sections with silicon. Silicon sealant shall be universal, waterproof, anti-fungus, UV resistant, and permanently elastic; and suitable for sanitary and construction applications | EA | 1
Period of Performance:
FOB: Destination
FFP
PURCHASE REQUEST NUMBER:
Item No | Description | Unit | Quantity | Unit Price without Tax
B006AG | Wood and Metal work required to make small repairs to living, office, and ablution unit containers
| The Contractor shall apply silicon sealant to a window or door frame. Silicon sealant shall be universal, waterproof, anti-fungus, UV resistant, and permanently elastic; and suitable for sanitary and construction applications | EA | 1
Period of Performance:
FOB: Destination
FFP
PURCHASE REQUEST NUMBER:
ELIN B007 ELINS
Item No | Description | Unit | Quantity | Unit Price without Tax
B007AA | Electrical work for all building types
| The Contractor shall Remove and replace 220V Light Switch (16 amp). Light switch may be wall or flush mounted. Light shall meet European electrical codes. | EA | 1
Period of Performance:
FOB: Destination
FFP
PURCHASE REQUEST NUMBER:
Item No | Description | Unit | Quantity | Unit Price without Tax
B007AB | Electrical work for all building types
| The Contractor shall Remove and replace 220V Schuko type electrical outlet, single. Outlet may be wall or flush mounted. Outlet shall meet European electrical codes. | EA | 1
Period of Performance:
FOB: Destination
FFP
PURCHASE REQUEST NUMBER:
Item No | Description | Unit | Quantity | Unit Price without Tax
B007AC | Electrical work for all building types
| The Contractor shall Remove and replace 220V Schuko type electrical double, single. Outlet may be wall or flush mounted. Outlet shall meet European electrical codes. | EA | 1
Period of Performance:
FOB: Destination
FFP
PURCHASE REQUEST NUMBER:
Item No | Description | Unit | Quantity | Unit Price without Tax
B007AD | Electrical work for all building types
| The Contractor shall Remove and replace circuit breaker 10 amp | EA | 1
Period of Performance:
FOB: Destination
FFP
PURCHASE REQUEST NUMBER:
Item No | Description | Unit | Quantity | Unit Price without Tax
B007AE | Electrical work for all building types
| The Contractor shall Remove and replace circuit breaker 16 amp | EA | 1
Period of Performance:
FOB: Destination
FFP
PURCHASE REQUEST NUMBER:
Item No | Description | Unit | Quantity | Unit Price without Tax
B007AF | Electrical work for all building types
| The Contractor shall Remove and replace circuit breaker 30 amp | EA | 1
Period of Performance:
FOB: Destination
FFP
PURCHASE REQUEST NUMBER:
Item No | Description | Unit | Quantity | Unit Price without Tax
B007AG | Electrical work for all building types
| The Contractor shall Remove and replace ground fault circuit interrupt breaker 10 mA | EA | 1
Period of Performance:
FOB: Destination
FFP
PURCHASE REQUEST NUMBER:
Item No | Description | Unit | Quantity | Unit Price without Tax
B007AH | Electrical work for all building types
| The Contractor shall Remove and replace ground fault circuit interrupt breaker 30 mA | EA | 1
Period of Performance:
FOB: Destination
FFP
PURCHASE REQUEST NUMBER:
Item No | Description | Unit | Quantity | Unit Price without Tax
B007AI | Electrical work for all building types
| The Contractor shall Remove and replace fluorescent light fixture, dual bulb, 36W , 60 cm | EA | 1
Period of Performance:
FOB: Destination
FFP
PURCHASE REQUEST NUMBER:
Item No | Description | Unit | Quantity | Unit Price without Tax
B007AJ | Electrical work for all building types
| The Contractor shall Remove and replace fluorescent light fixture, single bulb, 36W , 60 cm | EA | 1
Period of Performance:
FOB: Destination
FFP
PURCHASE REQUEST NUMBER:
Item No | Description | Unit | Quantity | Unit Price without Tax
B007AK | Electrical work for all building types
| The Contractor shall Remove and replace fluorescent light fixture, dual bulb, 36W, 120 cm | EA | 1
Period of Performance:
FOB: Destination
FFP
PURCHASE REQUEST NUMBER:
Item No | Description | Unit | Quantity | Unit Price without Tax
B007AL | Electrical work for all building types
| The Contractor shall Remove and replace fluorescent light fixture, dual bulb, 36W, 120 cm | EA | 1
Period of Performance:
FOB: Destination
FFP
PURCHASE REQUEST NUMBER:
Item No | Description | Unit | Quantity | Unit Price without Tax
B007AM | Electrical work for all building types
| The Contractor shall Remove and replace fluorescent light starter | EA | 1
Period of Performance:
FOB: Destination
FFP
PURCHASE REQUEST NUMBER:
Item No | Description | Unit | Quantity | Unit Price without Tax
B007AN | Electrical work for all building types
| The Contractor shall Remove and replace fluorescent light starter for elevated lights (up to 6m height) | EA | 1
Period of Performance:
FOB: Destination
FFP
PURCHASE REQUEST NUMBER:
Item No | Description | Unit | Quantity | Unit Price without Tax
B007AO | Electrical work for all building types
| The Contractor shall Remove and replace fluorescent light fixture, dual bulb, 36W, 60 cm for elevated lights (up to 6m height) | EA | 1
Period of Performance:
FOB: Destination
FFP
PURCHASE REQUEST NUMBER:
Item No | Description | Unit | Quantity | Unit Price without Tax
B007AP | Electrical work for all building types
| The Contractor shall Remove and replace fluorescent light fixture, single bulb, 36W, 60 cm for elevated lights (up to 6m height) | EA | 1
Period of Performance:
FOB: Destination
FFP
PURCHASE REQUEST NUMBER:
Item No | Description | Unit | Quantity | Unit Price without Tax
B007AQ | Electrical work for all building types
| The Contractor shall Install 16 amp single phase grounded circuit cable, surface mounted. Includes mounting of Panduit and required wall penetrations. U/M Linear Meter. | EA | 1
Period of Performance:
FOB: Destination
FFP
PURCHASE REQUEST NUMBER:
Item No | Description | Unit | Quantity | Unit Price without Tax
B007AR | Electrical work for all building types
| The contractor shall remove and replace interior lightbulbs Type COPA I, IP20, Type 1/250 at a height above four (4) meters. | EA | 1
Period of Performance:
FOB: Destination
FFP
PURCHASE REQUEST NUMBER:
ELIN B008 ELINS
Item No | Description | Unit | Quantity | Unit Price without Tax
B008AA | Carpentry and Miscellaneous Work for all building types
| The Contractor shall Chip and remove plaster, interior. Replace plaster. Includes painting to match existing wall color. | EA | 1
Period of Performance:
FOB: Destination
FFP
PURCHASE REQUEST NUMBER:
Item No | Description | Unit | Quantity | Unit Price without Tax
B008AB | Carpentry and Miscellaneous Work for all building types
| The Contractor shall Chip and remove plaster, exterior. Replace plaster. Includes painting to match existing wall color. | EA | 1
Period of Performance:
FOB: Destination
FFP
PURCHASE REQUEST NUMBER:
Item No | Description | Unit | Quantity | Unit Price without Tax
B008AC | Carpentry and Miscellaneous Work for all building types
| The Contractor shall Provide exterior sign (adhesive backed plastic paper mounted on 5mm Plexiglas). Sign is 60 cm x 100 cm | EA | 1
Period of Performance:
FOB: Destination
FFP
PURCHASE REQUEST NUMBER:
Item No | Description | Unit | Quantity | Unit Price without Tax
B008AD | Carpentry and Miscellaneous Work for all building types
| The Contractor shall Provide wooden signs. Signs will be made of 1 cm thick plywood, painted white, with block lettering (stencil) up to 20 cm high in black only. Sign is 1.5m x 2.5m | EA | 1
Period of Performance:
FOB: Destination
FFP
PURCHASE REQUEST NUMBER:
Item No | Description | Unit | Quantity | Unit Price without Tax
B008AE | Carpentry and Miscellaneous Work for all building types
| The Contractor shall Provide exterior sign (Mount signs on wooden stakes (2” x 4”) mounted on 5mm Plexiglas). Sign is 1.5m x 2.5m. | EA | 1
Period of Performance:
FOB: Destination
FFP
PURCHASE REQUEST NUMBER:
Item No | Description | Unit | Quantity | Unit Price without Tax
B008AF | Carpentry and Miscellaneous Work for all building types
| The Contractor shall Provide exterior sign (adhesive backed plastic paper mounted on 5mm Plexiglas) mount signs on metal pole. Install metal pole with concrete foundation, 50 cm deep. Sign is 1.5m x 2.5m | EA | 1
Period of Performance:
FOB: Destination
FFP
PURCHASE REQUEST NUMBER:
Item No | Description | Unit | Quantity | Unit Price without Tax
B008AG | Carpentry and Miscellaneous Work for all building types
| Provide exterior sign (adhesive backed plastic paper mounted on 5mm Plexiglas) Mount signs on building or structure. Sign is 1.5m x 2.5 m | EA | 1
Period of Performance:
FOB: Destination
FFP
PURCHASE REQUEST NUMBER:
Item No | Description | Unit | Quantity | Unit Price without Tax
B008AH | Carpentry and Miscellaneous Work for all building types
| The Contractor shall Remove and replace battery operated smoke detector. Includes long-life (5 year) 9 volt battery. | EA | 1
Period of Performance:
FOB: Destination
FFP
PURCHASE REQUEST NUMBER:
Item No | Description | Unit | Quantity | Unit Price without Tax
B008AI | Carpentry and Miscellaneous Work for all building types
| The Contractor shall Remove and replace column radiator, cast iron, connected depth up to 220mm, up to 20 elements, hub spacing up to 500 mm. Includes all drainage of water, valves and associated hardware. | EA | 1
Period of Performance:
FOB: Destination
FFP
PURCHASE REQUEST NUMBER:
Item No | Description | Unit | Quantity | Unit Price without Tax
B008AJ | Carpentry and Miscellaneous Work for all building types
| The Contractor shall Remove and replace column radiator, cast iron, connected depth up to 220mm, up to 20 elements, hub spacing 500 to 900 mm. Includes all drainage of water, valves and associated hardware. | EA | 1
Period of Performance:
FOB: Destination
FFP
PURCHASE REQUEST NUMBER:
Item No | Description | Unit | Quantity | Unit Price without Tax
B008AK | Carpentry and Miscellaneous Work for all building types
| The Contractor shall Remove and replace column radiator, cast iron, connected depth up to 220mm, 21 to 40 elements, hub spacing up to 500 mm. Includes all drainage of water, valves and associated hardware. | EA | 1
Period of Performance:
FOB: Destination
FFP
PURCHASE REQUEST NUMBER:
Item No | Description | Unit | Quantity | Unit Price without Tax
B008AL | Carpentry and Miscellaneous Work for all building types
| The Contractor shall Remove and replace column radiator, cast iron, connected depth up to 220mm, 21 to 40 elements, hub spacing 500 to 900 mm. Includes all drainage of water, valves and associated hardware. | EA | 1
Period of Performance:
FOB: Destination
FFP
PURCHASE REQUEST NUMBER:
Item No | Description | Unit | Quantity | Unit Price without Tax
B008AM | Carpentry and Miscellaneous Work for all building types
| The Contractor shall Remove and replace column radiator, cast iron, connected depth up to 220mm, 41 to 60 elements, hub spacing up to 500 mm. Includes all drainage of water, valves and associated hardware. | EA | 1
Period of Performance:
FOB: Destination
FFP
PURCHASE REQUEST NUMBER:
Item No | Description | Unit | Quantity | Unit Price without Tax
B008AN | Carpentry and Miscellaneous Work for all building types
| The Contractor shall Remove and replace column radiator, cast iron, connected depth up to 220mm, 41 to 60 elements, hub spacing 500-900 mm. Includes all drainage of water, valves and associated hardware. | EA | 1
Period of Performance:
FOB: Destination
FFP
PURCHASE REQUEST NUMBER:
Item No | Description | Unit | Quantity | Unit Price without Tax
B008AO | Carpentry and Miscellaneous Work for all building types
| The Contractor shall Remove and replace column radiator, cast iron, connected depth up to 220mm, up to 20 elements, hub spacing up to 500 mm. Includes all drainage of water, valves and associated hardware. | EA | 1
Period of Performance:
FOB: Destination
FFP
PURCHASE REQUEST NUMBER:
The Following ELINS are to be Performed at Babdag Treaining Area
Item No | Description | Unit | Quantity | Unit Price without Tax
B009AA | Hinge: Prefabricated metal buildings
| Remove and replace door hinges. The contractor shall remove and replace broken door hinges for Prefabricated metal buildings. Work may involve welding of metal plates or carpentry to secure the hinges to the door or frame. See Example photos in Attachment # 1. | EA | 1
Period of Performance:
FOB: Destination
FFP
PURCHASE REQUEST NUMBER:
Item No | Description | Unit | Quantity | Unit Price without Tax
B009AB | Hinge: Office and living containers
| Remove and replace door hinges. The contractor shall remove and replace broken door hinges for Office and Living Containers. Work may involve welding of metal plates or carpentry to secure the hinges to the door or frame. See Example photos in Attachment # 1. | EA | 1
Period of Performance:
FOB: Destination
FFP
PURCHASE REQUEST NUMBER:
Item No | Description | Unit | Quantity | Unit Price without Tax
B009AC | Hinge: Ablution Units
| Remove and replace door hinges. The contractor shall remove and replace broken door hinges for Ablution Units. Work may involve welding of metal plates or carpentry to secure the hinges to the door or frame. See Example photos in Attachment # 1. | EA | 1
Period of Performance:
FOB: Destination
FFP
PURCHASE REQUEST NUMBER:
Item No | Description | Unit | Quantity | Unit Price without Tax
B009AD | Hinge: Fixed Buildings (Metal)
| Remove and replace door hinges. The contractor shall remove and replace broken door hinges for Fixed Metal Buildings. Work may involve welding of metal plates or carpentry to secure the hinges to the door or frame. See Example photos in Attachment # 1. | EA | 1
Period of Performance:
FOB: Destination
FFP
PURCHASE REQUEST NUMBER:
Item No | Description | Unit | Quantity | Unit Price without Tax
B009AE | Hinge: Fixed Buildings (Wood)
| Remove and replace door hinges. The contractor shall remove and replace broken door hinges for Fixed Wood Buildings. Work may involve welding of metal plates or carpentry to secure the hinges to the door or frame. See Example photos in Attachment # 1. | EA | 1
Period of Performance:
FOB: Destination
FFP
PURCHASE REQUEST NUMBER:
Item No | Description | Unit | Quantity | Unit Price without Tax
B009AF | Pull Bar Coil Spring and Strap
| Remove, Replace or Repair mechanical pull bar coil spring and strap | EA | 1
Period of Performance:
FOB: Destination
FFP
PURCHASE REQUEST NUMBER:
Item No | Description | Unit | Quantity | Unit Price without Tax
B009AG | Replace or Repair Exterior Window Shutters
| Remove, Replace or Repair mechanical pull bar coil spring and strap | EA | 1
Period of Performance:
FOB: Destination
FFP
PURCHASE REQUEST NUMBER:
ELIN B010 ELINS
Item No | Description | Unit | Quantity | Unit Price without Tax
B010AA | Remove and replace door lock hardware including handles.
| Remove and replace cylinder locks. (Unlocked) Lock may be keyed on both sides, or with a key on one side and a turn handle on the other. Lock installed will be at COR discretion. | EA | 1
Period of Performance:
FOB: Destination
FFP
PURCHASE REQUEST NUMBER:
Item No | Description | Unit | Quantity | Unit Price without Tax
B010AB | Remove and replace door lock hardware including handles.
| Drill out and remove secured cylinder lock. Remove and replace cylinder lock. Lock may be keyed on both sides, or with a key on one side and a turn handle on the other. Lock installed will be at COR discretion. | EA | 1
Period of Performance:
FOB: Destination
FFP
PURCHASE REQUEST NUMBER:
Item No | Description | Unit | Quantity | Unit Price without Tax
B010AC | Remove and replace door lock hardware including handles.
| Remove and replace Type 1 container door hardware (metal doors). See Example photos in Attachment # 1 | EA | 1
Period of Performance:
FOB: Destination
FFP
PURCHASE REQUEST NUMBER:
Item No | Description | Unit | Quantity | Unit Price without Tax
B010AD | Remove and replace door lock hardware including handles.
| Remove and replace Type 2 container door hardware (metal doors). See Example photos in Attachment # 1 | EA | 1
Period of Performance:
FOB: Destination
FFP
PURCHASE REQUEST NUMBER:
Item No | Description | Unit | Quantity | Unit Price without Tax
B010AE | Remove and replace door lock hardware including handles.
| Remove and replace unspecified door hardware (metal doors). See Example Photos in Attachment # 1 | EA | 1
Period of Performance:
FOB: Destination
FFP
PURCHASE REQUEST NUMBER:
Item No | Description | Unit | Quantity | Unit Price without Tax
B010AF | Remove and replace door lock hardware including handles.
| Remove and replace unspecified door hardware (wooden doors). See Example Photos in Attachment # 1 | EA | 1
Period of Performance:
FOB: Destination
FFP
PURCHASE REQUEST NUMBER:
Item No | Description | Unit | Quantity | Unit Price without Tax
B010AG | Remove and replace panic door hardware (metal doors)
| Remove and replace panic door hardware (metal doors). See Example Photos in Attachment # 1 | EA | 1
Period of Performance:
FOB: Destination
FFP
PURCHASE REQUEST NUMBER:
Item No | Description | Unit | Quantity | Unit Price without Tax
B010AH | Copy Keys
| Contractor shall make copies of keys for locks as specified by the COR. | EA | 1
Period of Performance:
FOB: Destination
FFP
PURCHASE REQUEST NUMBER:
Item No | Description | Unit | Quantity | Unit Price without Tax
B010AI | Door Handle Reinforcement
| Contractor shall install metal plate (1 mm thick galvanized steel or 2 cm aluminum) around handle to reinforce door. | EA | 1
Period of Performance:
FOB: Destination
FFP
PURCHASE REQUEST NUMBER:
ELIN B011 ELINS
Item No | Description | Unit | Quantity | Unit Price without Tax
B011AA | Removal and Replacement of Doors for Prefabricated Metal buildings
| Contractor shall replace Prefabricated metal buildings Doors. Photos provided in attachment #1 are examples and may not constitute all types of door. This ELIN includes reuse of original door locks and hardware. | EA | 1
Period of Performance:
FOB: Destination
FFP
PURCHASE REQUEST NUMBER:
Item No | Description | Unit | Quantity | Unit Price without Tax
B011AB | Removal and Replacement of Doors for Office and Living Container Buildings
| Contractor shall replace Office and Living Container Doors. Photos provided in attachment #1 are examples and may not constitute all types of door. This ELIN includes reuse of original door locks and hardware. | EA | 1
Period of Performance:
FOB: Destination
FFP
PURCHASE REQUEST NUMBER:
Item No | Description | Unit | Quantity | Unit Price without Tax
B011AC | Removal and Replacement of Doors for Ablution Buildings
| Contractor shall replace Ablution Unit Doors. Photos provided in attachment #1 are examples and may not constitute all types of door. This ELIN includes reuse of original door locks and hardware. | EA | 1
Period of Performance:
FOB: Destination
FFP
PURCHASE REQUEST NUMBER:
Item No | Description | Unit | Quantity | Unit Price without Tax
B011AD | Removal and Replacement of Doors for Fixed Buildings (Metal)
| Contractor shall replace Fixed Building (Metal) Doors. Photos provided in attachment #1 are examples and may not constitute all types of door. This ELIN includes reuse of original door locks and hardware. | EA | 1
Period of Performance:
FOB: Destination
FFP
PURCHASE REQUEST NUMBER:
Item No | Description | Unit | Quantity | Unit Price without Tax
B011AE | Removal and Replacement of Doors for Fixed Buildings (Wood)
| Contractor shall replace Fixed Building (Wood) Doors. Photos provided in attachment #1 are examples and may not constitute all types of door. This ELIN includes reuse of original door locks and hardware. | EA | 1
Period of Performance:
FOB: Destination
FFP
PURCHASE REQUEST NUMBER:
Item No | Description | Unit | Quantity | Unit Price without Tax
B011AF | Remove and Replace Prefabricated Metal buildings door to include frame
| Contractor shall Remove and Replace Prefabricated Metal buildings door to include frame. Photos provided in attachment #1 are examples and may not constitute all types of door. This ELIN includes reuse of original door locks and hardware. | EA | 1
Period of Performance:
FOB: Destination
FFP
PURCHASE REQUEST NUMBER:
Item No | Description | Unit | Quantity | Unit Price without Tax
B011AG | Remove and Replace Office and Living Containers door to include frame
| Contractor shall Remove and Replace Office and Living Containers door to include frame. Photos provided in attachment #1 are examples and may not constitute all types of door. This ELIN includes reuse of original door locks and hardware. | EA | 1
Period of Performance:
FOB: Destination
FFP
PURCHASE REQUEST NUMBER:
Item No | Description | Unit | Quantity | Unit Price without Tax
B011AH | Remove and Replace Ablution Unit door to include frame
| Contractor shall Remove and Replace Ablution Unit door to include frame. Photos provided in attachment #1 are examples and may not constitute all types of door. This ELIN includes reuse of original door locks and hardware. | EA | 1
Period of Performance:
FOB: Destination
FFP
PURCHASE REQUEST NUMBER:
Item No | Description | Unit | Quantity | Unit Price without Tax
B011AI | Remove and Replace Fixed buildings (Metal) door to include frame
| Contractor shall Remove and Replace Fixed buildings (Metal) door to include frame. Photos provided in attachment #1 are examples and may not constitute all types of door. This ELIN includes reuse of original door locks and hardware. | EA | 1
Period of Performance:
FOB: Destination
FFP
PURCHASE REQUEST NUMBER:
Item No | Description | Unit | Quantity | Unit Price without Tax
B011AJ | Remove and Replace Fixed buildings (Wood) door to include frame
| Contractor shall Remove and Replace Fixed buildings (Wood) door to include frame. Photos provided in attachment #1 are examples and may not constitute all types of door. This ELIN includes reuse of original door locks and hardware. | EA | 1
Period of Performance:
FOB: Destination
FFP
PURCHASE REQUEST NUMBER:
ELIN B012 ELINS
Item No | Description | Unit | Quantity | Unit Price without Tax
B012AA | Removal and Replacement of Glass Windows and Frames
| Contractor shall Remove and replace broken insulated glass pane, metal frame, up one square meter glass. Photos provided in attachment #1 are examples and may not constitute all types of windows. This ELIN includes reuse of original hardware. | EA | 1
Period of Performance:
FOB: Destination
FFP
PURCHASE REQUEST NUMBER:
Item No | Description | Unit | Quantity | Unit Price without Tax
B012AB | Removal and Replacement of Glass Windows and Frames
| Contractor shall Remove and replace broken insulated glass pane, metal frame, up to two square meter glass. Photos provided in attachment #1 are examples and may not constitute all types of windows. This ELIN includes reuse of original hardware. | EA | 1
Period of Performance:
FOB: Destination
FFP
PURCHASE REQUEST NUMBER:
Item No | Description | Unit | Quantity | Unit Price without Tax
B012AC | Removal and Replacement of Glass Windows and Frames
| Contractor shall Remove and replace broken single pane glass, wooden frame, up to one square meter glass. Photos provided in attachment #1 are examples and may not constitute all types of windows. This ELIN includes reuse of original hardware. | EA | 1
Period of Performance:
FOB: Destination
FFP
PURCHASE REQUEST NUMBER:
Item No | Description | Unit | Quantity | Unit Price without Tax
B012AD | Removal and Replacement of Glass Windows and Frames
| Contractor shall Remove and replace broken single pane glass, wooden frame, up to one square meter glass. Photos provided in attachment #1 are examples and may not constitute all types of windows. This ELIN includes reuse of original hardware. | EA | 1
Period of Performance:
FOB: Destination
FFP
PURCHASE REQUEST NUMBER:
Item No | Description | Unit | Quantity | Unit Price without Tax
B012AE | Removal and Replacement of Window Blinds for Containers.
| Contractor shall Remove and replace window blind (container only). Photos provided in attachment #1 are examples and may not constitute all types of blinds. This ELIN includes reuse of original hardware. | EA | 1
Period of Performance:
FOB: Destination
FFP
PURCHASE REQUEST NUMBER:
Item No | Description | Unit | Quantity | Unit Price without Tax
B012AF | Remove and replace container metal frame window (900 x 1200 sm)
| Contractor shall Remove and replace container metal frame window (900 x 1200 sm). Photos provided in attachment #1 are examples and may not constitute all types of windows. This ELIN includes reuse of original hardware. | EA | 1
Period of Performance:
FOB: Destination
FFP
PURCHASE REQUEST NUMBER:
Item No | Description | Unit | Quantity | Unit Price without Tax
B012AG | Remove and replace metal frame window (includes frame) in masonry building up 1000mm x 1000mm
| Contractor shall Remove and replace metal frame window (includes frame) in masonry building up 1000mm x 1000mm. Photos provided in attachment #1 are examples and may not constitute all types of windows. This ELIN includes reuse of original hardware. | EA | 1
Period of Performance:
FOB: Destination
FFP
PURCHASE REQUEST NUMBER:
Item No | Description | Unit | Quantity | Unit Price without Tax
B012AH | Remove and replace metal frame window (includes frame) in masonry building up to 2000mm x 2000mm
| Contractor shall Remove and replace metal frame window (includes frame) in masonry building up to 2000mm x 2000mm. Photos provided in attachment #1 are examples and may not constitute all types of windows. This ELIN includes reuse of original hardware. | EA | 1
Period of Performance:
FOB: Destination
FFP
PURCHASE REQUEST NUMBER:
Item No | Description | Unit | Quantity | Unit Price without Tax
B012AI | Remove and replace metal frame window (includes frame) in masonry building up to 300mm x 3000m
| Contractor shall Remove and replace metal frame window (includes frame) in masonry building up to 300mm x 3000m. Photos provided in attachment #1 are examples and may not constitute all types of windows. This ELIN includes reuse of original hardware. | EA | 1
Period of Performance:
FOB: Destination
FFP
PURCHASE REQUEST NUMBER:
Item No | Description | Unit | Quantity | Unit Price without Tax
B012AJ | UFC 1-040-01 compliant window glazing for installed windows
| Contractor shall provide and apply UFC 1-040-01 compliant window glazing for installed one square meter windows. Photos provided in attachment #1 are examples and may not constitute all types of windows. | EA | 1
UFC compliant includes 6-mm (1/4-in) nominal laminated glass for any single pane exterior windows or skylights. The 6-mm (1/4-in) laminated glass consists of two nominal 3-mm (1/8-in) annealed glass panes bonded together with a minimum of a 0.75-mm (0.030-inch) polyvinyl-butyral (PVB) interlayer. For insulating glass units (IGU), use 6 mm (1/4 inch) laminated glass for the inboard pane as a minimum.
Period of Performance:
FOB: Destination
FFP
PURCHASE REQUEST NUMBER:
Item No | Description | Unit | Quantity | Unit Price without Tax
B012AK | UFC 1-040-01 compliant window glazing for installed windows
| Contractor shall provide and apply UFC 1-040-01 compliant window glazing for installed two square meter windows. Photos provided in attachment #1 are examples and may not constitute all types of windows. | EA | 1
UFC compliant includes 6-mm (1/4-in) nominal laminated glass for any single pane exterior windows or skylights. The 6-mm (1/4-in) laminated glass consists of two nominal 3-mm (1/8-in) annealed glass panes bonded together with a minimum of a 0.75-mm (0.030-inch) polyvinyl-butyral (PVB) interlayer. For insulating glass units (IGU), use 6 mm (1/4 inch) laminated glass for the inboard pane as a minimum.
Period of Performance:
FOB: Destination
FFP
PURCHASE REQUEST NUMBER:
Item No | Description | Unit | Quantity | Unit Price without Tax
B012AK | Remove and replace container window shutter (rolladen type)
| Contractor shall Remove and replace container window shutter (rolladen type). Includes only plastic shutter sections and roller.. | EA | 1
Period of Performance:
FOB: Destination
FFP
PURCHASE REQUEST NUMBER:
Item No | Description | Unit | Quantity | Unit Price without Tax
B012AL | Remove and replace container window shutter (rolladen type) strap and coil spring mechanism.
| Contractor shall Remove and replace container window shutter (rolladen type) strap and coil spring mechanism. | EA | 1
Period of Performance:
FOB: Destination
FFP
PURCHASE REQUEST NUMBER:
ELIN B013 ELINS
Item No | Description | Unit | Quantity | Unit Price without Tax
B013AA | Ablution unit repair Work
| Contractor shall remove and replace toilets seats. Replacement toilet seats must have metal hinges and hard plastic seats with covers. Toilet seats will be white in color. Photos provided in attachment #1 are examples and may not constitute all types of toilet seats. | EA | 1
Period of Performance:
FOB: Destination
FFP
PURCHASE REQUEST NUMBER:
Item No | Description | Unit | Quantity | Unit Price without Tax
B013AB | Ablution unit repair Work
| Contractor shall Remove and replace sink faucet, Type 1, includes all gaskets and fittings. Photos provided in attachment #1 are examples and may not constitute all types of sinks. | EA | 1
Period of Performance:
FOB: Destination
FFP
PURCHASE REQUEST NUMBER:
Item No | Description | Unit | Quantity | Unit Price without Tax
B013AC | Ablution unit repair Work
| Contractor shall Remove and replace sink faucet, Type 2, includes all gaskets and fittings. Photos provided in attachment #1 are examples and may not constitute all types of sinks. | EA | 1
Period of Performance:
FOB: Destination
FFP
PURCHASE REQUEST NUMBER:
Item No | Description | Unit | Quantity | Unit Price without Tax
B013AD | Ablution unit repair Work
| Contractor shall Remove and replace sink faucet, Type 3, includes all gaskets and fittings. Photos provided in attachment #1 are examples and may not constitute all types of sinks. | EA | 1
Period of Performance:
FOB: Destination
FFP
PURCHASE REQUEST NUMBER:
Item No | Description | Unit | Quantity | Unit Price without Tax
B013AE | Ablution unit repair Work
| Contractor shall Remove and replace sink faucet, unspecified type, includes all gaskets and fittings. Photos provided in attachment #1 are examples and may not constitute all types of sinks. | EA | 1
Period of Performance:
FOB: Destination
FFP
PURCHASE REQUEST NUMBER:
Item No | Description | Unit | Quantity | Unit Price without Tax
B013AF | Ablution unit repair Work
| Contractor shall Remove and replace shower faucet, Type 1, includes all gaskets and fittings. Photos provided in attachment #1 are examples and may not constitute all types of shower faucets. | EA | 1
Period of Performance:
FOB: Destination
FFP
PURCHASE REQUEST NUMBER:
Item No | Description | Unit | Quantity | Unit Price without Tax
B013AG | Ablution unit repair Work
| Contractor shall Remove and replace shower faucet, Type 2, includes all gaskets and fittings. Photos provided in attachment #1 are examples and may not constitute all types of shower faucets. | EA | 1
Period of Performance:
FOB: Destination
FFP
PURCHASE REQUEST NUMBER:
Item No | Description | Unit | Quantity | Unit Price without Tax
B013AH | Ablution unit repair Work
| Contractor shall Remove and replace shower faucet, Type 3, includes all gaskets and fittings. Photos provided in attachment #1 are examples and may not constitute all types of shower faucets. | EA | 1
Period of Performance:
FOB: Destination
FFP
PURCHASE REQUEST NUMBER:
Item No | Description | Unit | Quantity | Unit Price without Tax
B013AI | Ablution unit repair Work
| Contractor shall Remove and replace shower head, includes all gaskets and fittings. Photos provided in attachment #1 are examples and may not constitute all types of shower faucets. | EA | 1
Period of Performance:
FOB: Destination
FFP
PURCHASE REQUEST NUMBER:
Item No | Description | Unit | Quantity | Unit Price without Tax
B013AJ | Ablution unit repair Work
| Contractor shall Remove and replace shower head, includes all gaskets and fittings. Photos provided in attachment #1 are examples and may not constitute all types of shower faucets. | EA | 1
Period of Performance:
FOB: Destination
FFP
PURCHASE REQUEST NUMBER:
Item No | Description | Unit | Quantity | Unit Price without Tax
B013AK | Ablution unit repair Work
| Contractor shall Remove and replace ceramic toilet bowl (rear drain). Includes new wax seal. Photos provided in attachment #1 are examples and may not constitute all types of drains. | EA | 1
Period of Performance:
FOB: Destination
FFP
PURCHASE REQUEST NUMBER:
Item No | Description | Unit | Quantity | Unit Price without Tax
B013AL | Ablution unit repair Work
| Contractor shall Remove and replace ceramic bowl (bottom drain). Includes new wax seal Photos provided in attachment #1 are examples and may not constitute all types of drains. | EA | 1
Period of Performance:
FOB: Destination
FFP
PURCHASE REQUEST NUMBER:
Item No | Description | Unit | Quantity | Unit Price without Tax
B013AM | Ablution unit repair Work
| Contractor shall Remove and replace toilet wax seal. Photos provided in attachment #1 are examples and may not constitute all types of seals. | EA | 1
Period of Performance:
FOB: Destination
FFP
PURCHASE REQUEST NUMBER:
Item No | Description | Unit | Quantity | Unit Price without Tax
B013AN | Ablution unit repair Work
| Contractor shall Remove and replace toilet tank and tank hardware, to include all connections. Toilet tank hardware shall be equipped with a single flush button and a variable internal float shut off. Includes all gaskets and fittings. Tank and hardware will be approved by the COR prior to installation. Toilet tank will be white in color. Photos provided in attachment #1 are examples and may not constitute all types of toilets. | EA | 1
Period of Performance:
FOB: Destination
FFP
PURCHASE REQUEST NUMBER:
Item No | Description | Unit | Quantity | Unit Price without Tax
B013AO | Ablution unit repair Work
| Contractor shall Remove and replace ventilation fan in Ablution Unit. Photos provided in attachment #1 are examples and may not constitute all types of ventilation Fans. | EA | 1
Period of Performance:
FOB: Destination
FFP
PURCHASE REQUEST NUMBER:
Item No | Description | Unit | Quantity | Unit Price without Tax
B013AP | Ablution unit repair Work
| Contractor shall Flush/clean out sewer connection piping. This ELIN is for hand auger or pressurized cleanout required in the event that a clogged drain cannot be cleaned out with a drain snake. | EA | 1
Period of Performance:
FOB: Destination
FFP
PURCHASE REQUEST NUMBER:
Item No | Description | Unit | Quantity | Unit Price without Tax
B013AQ | Ablution unit repair Work
| Contractor shall Remove and replace section (1 linear meter) of aboveground sewer connection piping. Piping is PVC, 110 diameter, 3 mm thickness. | EA | 1
Period of Performance:
FOB: Destination
FFP
PURCHASE REQUEST NUMBER:
Item No | Description | Unit | Quantity | Unit Price without Tax
B013AR | Ablution unit repair Work
| Contractor shall Remove and replace section (1 linear meter) of aboveground sewer connection piping. Piping is PVC, 125 diameter, 3.2 mm thickness. | EA | 1
Period of Performance:
FOB: Destination
FFP
PURCHASE REQUEST NUMBER:
Item No | Description | Unit | Quantity | Unit Price without Tax
B013AS | Ablution unit repair Work
| Contractor shall Remove and replace section (1 linear meter) of aboveground sewer connection piping. Piping is PVC, 160 diameter, 3.2 mm thickness | EA | 1
Period of Performance:
FOB: Destination
FFP
PURCHASE REQUEST NUMBER:
Item No | Description | Unit | Quantity | Unit Price without Tax
B013AT | Ablution unit repair Work
| Contractor shall Remove and replace section (1 linear meter) of aboveground sewer connection piping. Piping is PVC, 200 diameter, 4.9 mm thickness. | EA | 1
Period of Performance:
FOB: Destination
FFP
PURCHASE REQUEST NUMBER:
Item No | Description | Unit | Quantity | Unit Price without Tax
B013AU | Ablution unit repair Work
| Contractor shall Remove and replace section (1 linear meter) of buried sewer connection piping. Piping is PVC, 10 diameter, 3 mm thickness. Includes backfill, compaction and grass seeding. | EA | 1
Period of Performance:
FOB: Destination
FFP
PURCHASE REQUEST NUMBER:
Item No | Description | Unit | Quantity | Unit Price without Tax
B013AV | Ablution unit repair Work
| Contractor shall Remove and replace section (1 linear meter) of buried sewer connection piping. Piping is PVC, 125 diameter, 3.2 mm thickness. Includes backfill, compaction and grass seeding. | EA | 1
Period of Performance:
FOB: Destination
FFP
PURCHASE REQUEST NUMBER:
Item No | Description | Unit | Quantity | Unit Price without Tax
B013AW | Ablution unit repair Work
| Contractor shall Remove and replace section (1 linear meter) of buried sewer connection piping. Piping is PVC, 160 diameter, 3.2 mm thickness. Includes backfill, compaction and grass seeding. | EA | 1
Period of Performance:
FOB: Destination
FFP
PURCHASE REQUEST NUMBER:
Item No | Description | Unit | Quantity | Unit Price without Tax
B013AX | Ablution unit repair Work
| Contractor shall Remove and replace section (1 linear meter) of buried sewer connection piping. Piping is PVC, 200 diameter, 4.9 mm thickness. Includes backfill, compaction and grass seeding. | EA | 1
Period of Performance:
FOB: Destination
FFP
PURCHASE REQUEST NUMBER:
Item No | Description | Unit | Quantity | Unit Price without Tax
B013AY | Ablution unit repair Work
| Contractor shall Perform hot water heater maintenance on ablution hot water heaters up to 500 liters in capacity. Includes draining of the unit, disconnecting electrical components, removal of heating element, cleaning of heating element of calcium buildup, reinstallation, and reconnection. | EA | 1
Period of Performance:
FOB: Destination
FFP
PURCHASE REQUEST NUMBER:
Item No | Description | Unit | Quantity | Unit Price without Tax
B013AZ | Ablution unit repair Work
| Contractor shall Remove and replace various gaskets in faucets and toilets. | EA | 1
Period of Performance:
FOB: Destination
FFP
PURCHASE REQUEST NUMBER:
Item No | Description | Unit | Quantity | Unit Price without Tax
B013BA | Ablution unit repair Work
| Contractor shall Remove and replace broken toilet paper holder. Wall material may be ceramic tile over brick, aluminum/stainless steel or wood. | EA | 1
Period of Performance:
FOB: Destination
FFP
PURCHASE REQUEST NUMBER:
Item No | Description | Unit | Quantity | Unit Price without Tax
B013BB | Ablution unit repair Work
| Contractor shall Remove and replace clothes hook. Existing clothes hooks are both plastic and metal. Replacement clothes hooks shall be hardened plastic (hook 1 cm diameter) and mounted with adhesive backing. | EA | 1
Period of Performance:
FOB: Destination
FFP
PURCHASE REQUEST NUMBER:
Item No | Description | Unit | Quantity | Unit Price without Tax
B013BC | Ablution unit repair Work
| Contractor shall Remove and replace ceramic urinal bowl | EA | 1
Period of Performance:
FOB: Destination
FFP
PURCHASE REQUEST NUMBER:
Item No | Description | Unit | Quantity | Unit Price without Tax
B013BD | Ablution unit repair Work
| Contractor shall Remove and replace urinal flush valve. Valve shall be properly secured and level. | EA | 1
Period of Performance:
FOB: Destination
FFP
PURCHASE REQUEST NUMBER:
Item No | Description | Unit | Quantity | Unit Price without Tax
B013BE | Ablution unit repair Work
| Contractor shall Apply silicon sealant around shower stall (approximately 1200mm x 1200mm) | EA | 1
Period of Performance:
FOB: Destination
FFP
PURCHASE REQUEST NUMBER:
Item No | Description | Unit | Quantity | Unit Price without Tax
B013BF | Ablution unit repair Work
| Contractor shall Apply silicon sealant around shower stall (approximately 1200mm x 1200mm) | EA | 1
Period of Performance:
FOB: Destination
FFP
PURCHASE REQUEST NUMBER:
ELIN B014 ELINS
Item No | Description | Unit | Quantity | Unit Price without Tax
B014AA | Wood and Metal work required to make small repairs to living, office, and ablution unit containers
| Remove and replace wall section (8’ x 4’). Existing wall panels are similar to the specification provided in Attachment # 2. New wall sections shall be as specified in Attachment # 2, with painted chip board interior. | EA | 1
Period of Performance:
FOB: Destination
FFP
PURCHASE REQUEST NUMBER:
Item No | Description | Unit | Quantity | Unit Price without Tax
B014AB | Wood and Metal work required to make small repairs to living, office, and ablution unit containers
| Remove and replace floor section (8’ - 10’ wide and x 4’ long). Existing floor panels are similar to the specification provided in Attachment # 2. New wall sections shall be as specified in Attachment # 2, with PVC flooring. | EA | 1
Period of Performance:
FOB: Destination
FFP
PURCHASE REQUEST NUMBER:
Item No | Description | Unit | Quantity | Unit Price without Tax
B014AC | Wood and Metal work required to make small repairs to living, office, and ablution unit containers
| The Contractor shall Install locking hasp for wooden or metal door. Door hasps shall be rugged galvanized steel | EA | 1
Period of Performance:
FOB: Destination
FFP
PURCHASE REQUEST NUMBER:
Item No | Description | Unit | Quantity | Unit Price without Tax
B014AD | Wood and Metal work required to make small repairs to living, office, and ablution unit containers
| The Contractor shall Install locking hasp on wooden furniture (wall or foot locker ) | EA | 1
Period of Performance:
FOB: Destination
FFP
PURCHASE REQUEST NUMBER:
Item No | Description | Unit | Quantity | Unit Price without Tax
B014AE | Wood and Metal work required to make small repairs to living, office, and ablution unit containers
| The Contractor shall Clean out roof drains and dispose of drain debris. Includes inspection of roof for holes or damage. Holes or damage shall be reported to the COR. | EA | 1
Period of Performance:
FOB: Destination
FFP
PURCHASE REQUEST NUMBER:
Item No | Description | Unit | Quantity | Unit Price without Tax
B014AF | Wood and Metal work required to make small repairs to living, office, and ablution unit containers
| The Contractor shall Contractor shall seal small holes or joints in container roof sections with silicon . | EA | 1
Period of Performance:
FOB: Destination
FFP
PURCHASE REQUEST NUMBER:
Item No | Description | Unit | Quantity | Unit Price without Tax
B014AG | Wood and Metal work required to make small repairs to living, office, and ablution unit containers
| The Contractor shall apply silicon sealant to a window or door frame | EA | 1
Period of Performance:
FOB: Destination
FFP
PURCHASE REQUEST NUMBER:
ELIN B015 ELINS
Item No | Description | Unit | Quantity | Unit Price without Tax
B015AA | Electrical work for all building types
| The Contractor shall Remove and replace 220V Light Switch (16 amp). Light switch may be wall or flush mounted. Light shall meet European electrical codes. | EA | 1
Period of Performance:
FOB: Destination
FFP
PURCHASE REQUEST NUMBER:
Item No | Description | Unit | Quantity | Unit Price without Tax
B015AB | Electrical work for all building types
| The Contractor shall Remove and replace 220V Schuko type electrical outlet, single. Outlet may be wall or flush mounted. Outlet shall meet European electrical codes. | EA | 1
Period of Performance:
FOB: Destination
FFP
PURCHASE REQUEST NUMBER:
Item No | Description | Unit | Quantity | Unit Price without Tax
B015AC | Electrical work for all building types
| The Contractor shall Remove and replace 220V Schuko type electrical double, single. Outlet may be wall or flush mounted. Outlet shall meet European electrical codes. | EA | 1
Period of Performance:
FOB: Destination
FFP
PURCHASE REQUEST NUMBER:
Item No | Description | Unit | Quantity | Unit Price without Tax
B015AD | Electrical work for all building types
| The Contractor shall Remove and replace circuit breaker 10 amp | EA | 1
Period of Performance:
FOB: Destination
FFP
PURCHASE REQUEST NUMBER:
Item No | Description | Unit | Quantity | Unit Price without Tax
B015AE | Electrical work for all building types
| The Contractor shall Remove and replace circuit breaker 16 amp | EA | 1
Period of Performance:
FOB: Destination
FFP
PURCHASE REQUEST NUMBER:
Item No | Description | Unit | Quantity | Unit Price without Tax
B015AF | Electrical work for all building types
| The Contractor shall Remove and replace circuit breaker 30 amp | EA | 1
Period of Performance:
FOB: Destination
FFP
PURCHASE REQUEST NUMBER:
Item No | Description | Unit | Quantity | Unit Price without Tax
B015AG | Electrical work for all building types
| The Contractor shall Remove and replace ground fault circuit interrupt breaker 10 mA | EA | 1
Period of Performance:
FOB: Destination
FFP
PURCHASE REQUEST NUMBER:
Item No | Description | Unit | Quantity | Unit Price without Tax
B015AH | Electrical work for all building types
| The Contractor shall Remove and replace ground fault circuit interrupt breaker 30 mA | EA | 1
Period of Performance:
FOB: Destination
FFP
PURCHASE REQUEST NUMBER:
Item No | Description | Unit | Quantity | Unit Price without Tax
B015AI | Electrical work for all building types
| The Contractor shall Remove and replace fluorescent light fixture, dual bulb, 36W , 60 cm | EA | 1
Period of Performance:
FOB: Destination
FFP
PURCHASE REQUEST NUMBER:
Item No | Description | Unit | Quantity | Unit Price without Tax
B015AJ | Electrical work for all building types
| The Contractor shall Remove and replace fluorescent light fixture, single bulb, 36W , 60 cm | EA | 1
Period of Performance:
FOB: Destination
FFP
PURCHASE REQUEST NUMBER:
Item No | Description | Unit | Quantity | Unit Price without Tax
B015AK | Electrical work for all building types
| The Contractor shall Remove and replace fluorescent light fixture, dual bulb, 36W, 120 cm | EA | 1
Period of Performance:
FOB: Destination
FFP
PURCHASE REQUEST NUMBER:
Item No | Description | Unit | Quantity | Unit Price without Tax
B015AL | Electrical work for all building types
| The Contractor shall Remove and replace fluorescent light fixture, dual bulb, 36W, 120 cm | EA | 1
Period of Performance:
FOB: Destination
FFP
PURCHASE REQUEST NUMBER:
Item No | Description | Unit | Quantity | Unit Price without Tax
B015AM | Electrical work for all building types
| The Contractor shall Remove and replace fluorescent light starter | EA | 1
Period of Performance:
FOB: Destination
FFP
PURCHASE REQUEST NUMBER:
Item No | Description | Unit | Quantity | Unit Price without Tax
B015AN | Electrical work for all building types
| The Contractor shall Remove and replace ground fault circuit interrupt breaker 30 mA for elevated lights (up to 6m height) | EA | 1
Period of Performance:
FOB: Destination
FFP
PURCHASE REQUEST NUMBER:
Item No | Description | Unit | Quantity | Unit Price without Tax
B015AO | Electrical work for all building types
| The Contractor shall Remove and replace fluorescent light fixture, dual bulb, 36W, 60 cm for elevated lights (up to 6m height) | EA | 1
Period of Performance:
FOB: Destination
FFP
PURCHASE REQUEST NUMBER:
Item No | Description | Unit | Quantity | Unit Price without Tax
B015AP | Electrical work for all building types
| The Contractor shall Remove and replace fluorescent light fixture, single bulb, 36W, 60 cm for elevated lights (up to 6m height) | EA | 1
Period of Performance:
FOB: Destination
FFP
PURCHASE REQUEST NUMBER:
Item No | Description | Unit | Quantity | Unit Price without Tax
B015AQ | Electrical work for all building types
| The Contractor shall Install 16 amp single phase grounded circuit cable, surface mounted. Includes mounting of Panduit and required wall penetrations. U/M Linear Meter. | EA | 1
Period of Performance:
FOB: Destination
FFP
PURCHASE REQUEST NUMBER:
Item No | Description | Unit | Quantity | Unit Price without Tax
B0015AR | Electrical work for all building types
| The contractor shall remove and replace interior lightbulbs Type COPA I, IP20, Type 1/250 at a height above four (4) meters. | EA | 1
Period of Performance:
FOB: Destination
FFP
PURCHASE REQUEST NUMBER:
ELIN B016 ELINS
Item No | Description | Unit | Quantity | Unit Price without Tax
B016AA | Carpentry and Miscellaneous Work for all building types
| The Contractor shall Chip and remove plaster, interior. Replace plaster. Includes painting to match existing wall color. | EA | 1
Period of Performance:
FOB: Destination
FFP
PURCHASE REQUEST NUMBER:
Item No | Description | Unit | Quantity | Unit Price without Tax
B016AB | Carpentry and Miscellaneous Work for all building types
| The Contractor shall Chip and remove plaster, exterior. Replace plaster. Includes painting to match existing wall color. | EA | 1
Period of Performance:
FOB: Destination
FFP
PURCHASE REQUEST NUMBER:
Item No | Description | Unit | Quantity | Unit Price without Tax
B016AC | Carpentry and Miscellaneous Work for all building types
| The Contractor shall Provide exterior sign (adhesive backed plastic paper mounted on 5mm Plexiglas). | EA | 1
Period of Performance:
FOB: Destination
FFP
PURCHASE REQUEST NUMBER:
Item No | Description | Unit | Quantity | Unit Price without Tax
B016AD | Carpentry and Miscellaneous Work for all building types
| The Contractor shall Provide wooden signs. Signs will be made of 1 cm thick plywood, painted white, with block lettering (stencil) up to 20 cm high in black only. | EA | 1
Period of Performance:
FOB: Destination
FFP
PURCHASE REQUEST NUMBER:
Item No | Description | Unit | Quantity | Unit Price without Tax
B016AE | Carpentry and Miscellaneous Work for all building types
| The Contractor shall Provide exterior sign (Mount signs on wooden stakes (2” x 4”) mounted on 5mm Plexiglas). | EA | 1
Period of Performance:
FOB: Destination
FFP
PURCHASE REQUEST NUMBER:
Item No | Description | Unit | Quantity | Unit Price without Tax
B016AF | Carpentry and Miscellaneous Work for all building types
| The Contractor shall Provide exterior sign (adhesive backed plastic paper mounted on 5mm Plexiglas) mount signs on metal pole. Install metal pole with concrete foundation, 50 cm deep. | EA | 1
Period of Performance:
FOB: Destination
FFP
PURCHASE REQUEST NUMBER:
Item No | Description | Unit | Quantity | Unit Price without Tax
B016AG | Carpentry and Miscellaneous Work for all building types
| Provide exterior sign (adhesive backed plastic paper mounted on 5mm Plexiglas) Mount signs on building or structure. | EA | 1
Period of Performance:
FOB: Destination
FFP
PURCHASE REQUEST NUMBER:
Item No | Description | Unit | Quantity | Unit Price without Tax
B016AH | Carpentry and Miscellaneous Work for all building types
| The Contractor shall Remove and replace battery operated smoke detector. Includes long-life (5 year) 9 volt battery. | EA | 1
Period of Performance:
FOB: Destination
FFP
PURCHASE REQUEST NUMBER:
Item No | Description | Unit | Quantity | Unit Price without Tax
B016AI | Carpentry and Miscellaneous Work for all building types
| The Contractor shall Remove and replace column radiator, cast iron, connected depth up to 220mm, up to 20 elements, hub spacing up to 500 mm. Includes all drainage of water, valves and associated hardware. | EA | 1
Period of Performance:
FOB: Destination
FFP
PURCHASE REQUEST NUMBER:
Item No | Description | Unit | Quantity | Unit Price without Tax
B016AJ | Carpentry and Miscellaneous Work for all building types
| The Contractor shall Remove and replace column radiator, cast iron, connected depth up to 220mm, up to 20 elements, hub spacing 500 to 900 mm. Includes all drainage of water, valves and associated hardware. | EA | 1
Period of Performance:
FOB: Destination
FFP
PURCHASE REQUEST NUMBER:
Item No | Description | Unit | Quantity | Unit Price without Tax
B016AK | Carpentry and Miscellaneous Work for all building types
| The Contractor shall Remove and replace column radiator, cast iron, connected depth up to 220mm, 21 to 40 elements, hub spacing up to 500 mm. Includes all drainage of water, valves and associated hardware. | EA | 1
Period of Performance:
FOB: Destination
FFP
PURCHASE REQUEST NUMBER:
Item No | Description | Unit | Quantity | Unit Price without Tax
B016AL | Carpentry and Miscellaneous Work for all building types
| The Contractor shall Remove and replace column radiator, cast iron, connected depth up to 220mm, 21 to 40 elements, hub spacing 500 to 900 mm. Includes all drainage of water, valves and associated hardware. | EA | 1
Period of Performance:
FOB: Destination
FFP
PURCHASE REQUEST NUMBER:
Item No | Description | Unit | Quantity | Unit Price without Tax
B016AM | Carpentry and Miscellaneous Work for all building types
| The Contractor shall Remove and replace column radiator, cast iron, connected depth up to 220mm, 41 to 60 elements, hub spacing up to 500 mm. Includes all drainage of water, valves and associated hardware. | EA | 1
Period of Performance:
FOB: Destination
FFP
PURCHASE REQUEST NUMBER:
Item No | Description | Unit | Quantity | Unit Price without Tax
B016AN | Carpentry and Miscellaneous Work for all building types
| The Contractor shall Remove and replace column radiator, cast iron, connected depth up to 220mm, 41 to 60 elements, hub spacing 500-900 mm. Includes all drainage of water, valves and associated hardware. | EA | 1
Period of Performance:
FOB: Destination
FFP
PURCHASE REQUEST NUMBER:
Item No | Description | Unit | Quantity | Unit Price without Tax
B016AO | Carpentry and Miscellaneous Work for all building types
| The Contractor shall Remove and replace column radiator, cast iron, connected depth up to 220mm, up to 20 elements, hub spacing up to 500 mm. Includes all drainage of water, valves and associated hardware. | EA | 1
Period of Performance:
FOB: Destination
FFP
PURCHASE REQUEST NUMBER:
Item No | Description | Unit | Quantity | Unit Price without Tax
B016AP | Carpentry and Miscellaneous Work for all building types
| The Contractor shall Remove and replace column radiator, cast iron, connected depth up to 220mm, up to 20 elements, hub spacing up to 500 mm. Includes all drainage of water, valves and associated hardware. | EA | 1
Period of Performance:
FOB: Destination
FFP
PURCHASE REQUEST NUMBER:
The Following ELINs are for Delivery of Construction Material for MK Airbase
Item No | Description | Unit | Quantity | Unit Price without Tax
BA0017AA | Delivery of construction materials to MK Airbase
| The Contractor shall Deliver aggregate, hard rock, 0 – 2 cm, evenly mixed | EA | 1
FFP
FOB: Destination
FFP
0
Item No | Description | Unit | Quantity | Unit Price without Tax
B0017AB | Delivery of construction materials to MK Airbase
| The Contractor shall Deliver aggregate, hard rock, 2 – 5 cm, evenly mixed | EA | 1
FFP
FOB: Destination
FFP
0
Item No | Description | Unit | Quantity | Unit Price without Tax
B0017AC | Delivery of construction materials to MK Airbase
| The Contractor shall Deliver crushed stone 5 – 8 cm, evenly mixed. | EA | 1
FFP
FOB: Destination
FFP
0
Item No | Description | Unit | Quantity | Unit Price without Tax
B0017AD | Delivery of construction materials to MK Airbase
| The Contractor shall Deliver aggregate, limestone rock , 0 – 2 cm, evenly mixed. | EA | 1
FFP
FOB: Destination
FFP
0
Item No | Description | Unit | Quantity | Unit Price without Tax
B0017AE | Delivery of construction materials to MK Airbase
| The Contractor shall Deliver aggregate, limestone rock, 2 – 5 cm, evenly mixed | EA | 1
FFP
FOB: Destination
FFP
0
Item No | Description | Unit | Quantity | Unit Price without Tax
B0017AF | Delivery of construction materials to MK Airbase
| The Contractor shall Deliver sand, coarse grained, washed, to MK Airbase | EA | 1
FFP
FOB: Destination
FFP
0
Item No | Description | Unit | Quantity | Unit Price without Tax
B0017AG | Delivery of construction materials to MK Airbase
| The Contractor shall Deliver concrete, grade B20 (3000 psi), to MK Airbase. Less than 4 cubic meters. | EA | 1
FFP
FOB: Destination
FFP
0
Item No | Description | Unit | Quantity | Unit Price without Tax
B0017AH | Delivery of construction materials to MK Airbase
| The Contractor shall Deliver concrete, grade B20 (3000 psi), to MK Airbase. More than 4 cubic meters. | EA | 1
FFP
FOB: Destination
FFP
0
Item No | Description | Unit | Quantity | Unit Price without Tax
B0017AI | Delivery of construction materials to MK Airbase
| The Contractor shall Deliver steel concrete reinforcing rod mesh PC 52 – 12mm steel bars | EA | 1
FFP
FOB: Destination
FFP
0
Item No | Description | Unit | Quantity | Unit Price without Tax
B0017AJ | Delivery of construction materials to MK Airbase
| The Contractor shall Deliver steel manhole covers (1 cm thick) painted with two coats of rustproof paint (red or white in color). Covers will have lifting eyes or recessing handles. | EA | 1
FFP
FOB: Destination
FFP
0
Item No | Description | Unit | Quantity | Unit Price without Tax
B0017AK | Delivery of construction materials to MK Airbase
| The Contractor shall Pump out and dispose of oil sludge from oil water separators. Oil sludge disposal must be at a licensed Romanian disposal location. | EA | 1
FFP
FOB: Destination
FFP
0
The Following ELINs are for Delivery of Construction Material for Babadag Training Area
Item No | Description | Unit | Quantity | Unit Price without Tax
BA0018AA | Delivery of construction materials to Babadag Training Area
| The Contractor shall Deliver aggregate, hard rock, 0 – 2 cm, evenly mixed | EA | 1
FOB: Destination
FOB: Destination
FFP
0
Item No | Description | Unit | Quantity | Unit Price without Tax
B0018AB | Delivery of construction materials to Babadag Training Area
| The Contractor shall Deliver aggregate, hard rock, 2 – 5 cm, evenly mixed | EA | 1
FOB: Destination
FOB: Destination
FFP
0
Item No | Description | Unit | Quantity | Unit Price without Tax
B0018AC | Delivery of construction materials to Babadag Training Area
| The Contractor shall Deliver crushed stone 5 – 8 cm, evenly mixed. | EA | 1
FOB: Destination
FOB: Destination
FFP
0
Item No | Description | Unit | Quantity | Unit Price without Tax
B0018AD | Delivery of construction materials to Babadag Training Area
| The Contractor shall Deliver aggregate, limestone rock , 0 – 2 cm, evenly mixed. | EA | 1
FOB: Destination
FOB: Destination
FFP
0
Item No | Description | Unit | Quantity | Unit Price without Tax
B0018AE | Delivery of construction materials to Babadag Training Area
| The Contractor shall Deliver aggregate, limestone rock, 2 – 5 cm, evenly mixed | EA | 1
FOB: Destination
FOB: Destination
FFP
0
Item No | Description | Unit | Quantity | Unit Price without Tax
B0018AF | Delivery of construction materials to Babadag Training Area
| The Contractor shall Deliver sand, coarse grained, washed, to Babadag Training Area | EA | 1
FOB: Destination
FOB: Destination
FFP
0
Item No | Description | Unit | Quantity | Unit Price without Tax
B0018AG | Delivery of construction materials to Babadag Training Area
| The Contractor shall Deliver concrete, grade B20 (3000 psi), to Babadag Training Area. Less than 4 cubic meters. | EA | 1
FOB: Destination
FOB: Destination
FFP
0
Item No | Description | Unit | Quantity | Unit Price without Tax
B0018AH | Delivery of construction materials to Babadag Training Area
| The Contractor shall Deliver concrete, grade B20 (3000 psi), to Babadag Training Area. More than 4 cubic meters. | EA | 1
FOB: Destination
FOB: Destination
FFP
0
Item No | Description | Unit | Quantity | Unit Price without Tax
B0018AI | Delivery of construction materials to Babadag Training Area
| The Contractor shall Deliver steel concrete reinforcing rod mesh PC 52 – 12mm steel bars | EA | 1
FOB: Destination
FOB: Destination
FFP
0
Item No | Description | Unit | Quantity | Unit Price without Tax
B0018AJ | Delivery of construction materials to Babadag Training Area
| The Contractor shall Deliver steel manhole covers (1 cm thick) painted with two coats of rustproof paint (red or white in color). Covers will have lifting eyes or recessing handles. | EA | 1
FOB: Destination
FOB: Destination
FFP
0
Item No | Description | Unit | Quantity | Unit Price without Tax
B0018AK | Delivery of construction materials to Babadag Training Area
| The Contractor shall Pump out and dispose of oil sludge from oil water separators. Oil sludge disposal must be at a licensed Romanian disposal location. | EA | 1
FOB: Destination
FOB: Destination
FFP
0