## Explanation
Calculation of Replacement Plant Value (RPV) Purpose: To explain how SC calculates RPV for implementing and assessing progress in meeting the corporate guidance on infrastructure investment for conventional facilities. Reference: This narrative refers to other worksheets in the Excel file: “SC RPV Caluation.xls”. Additional worksheets in the file show details for various columns in the "RPV" worksheet. Background: DOE is using maintenance funding and capital renewal and excess facility funding as percentages of replacement plant value (RPV) as indicators of infrastructure well-being. The goals applied to SC are 2% for maintenance investment by FY 2005 and 4% for combined maintenance and capital renewal and excess facility investment by FY 2009. SC Sites Covered: The corporate indicators apply to all facilities identified in FIMS as belonging to the Office of Science. The following SC sites are covered: ANL, BNL, ORNL, LBNL, PNNL, Ames, Fermi, PPPL, SLAC, TJNAF, ORISE, ORO, Notre Dame and MIT. The following sites/facilities are being excluded by SC: ITRI because it is leased out for 25 years: the Cal Tech facilities will be transferred back to Cal Tech by 2005; and, facilities at Sandia and LLNL because SC has requested transfer of these to NNSA. Calculation of RPV – Overview (See "RPV" worksheet): Total RPV for a site is the sum of the RPV for its buildings, trailers and other structures and facilities (OSF). However, the RPV we use for calculating indicators excludes certain excess facilities, personal property trailers and programmatic facilities (those classified as Category 3000 in OSF) as explained below. Building RPV We start with the RPV for Active Buildings (Column B) which comes from FIMS Report #113. We then must add back in excess facilities that will be operating after FY 2005 (Column C) because it is assumed that maintenance funds will be expended on such buildings. “Operational Excess” is defined as those facilities which have a “Y” (yes) in the FIMS “Excess Indicator” field and a “1” (Operational) or, “2” (Operational Standby) in the FIMS “Building Status” field. Year of excess is another FIMS data field. See worksheet "Op Ex RPV > 05". Column C is added to Column B to give total building RPV (Column D). OSF We start with RPV for all OSF's (Column H) and then subtract programmatic facilities (Column I) , certain site prep, grading and landscaping assets (Column J), excess facilities that will be excessed in FY 05 or before (Column K) to yield the Conventional OSF RPV (Column L). Programmatic facilities are those under OSF category 3000. Selected Site Prep, Grading and Landscaping Assets (Column J) are removed from the RPV because they are not considered maintaining the infrastructure. See worksheets: "OSF RPV", "OSF RPV for Category 3000 Non-Excess", "Site Prep Detail", "OSF RPV Excess , 06" Real Property Trailers We include all Real Property Trailers (Column F) because they need to be maintained. See worksheet. MII Calculations for FY 04 and FY 05 Columns O and P show calculation of MII for FY 04 and 05 based on the calculated RPV for the lab. Updates The file will be updated quarterly and provided to the site offices. Contacts For comments or questions contact: John Yates, 301-903-8435 Theresa Kelly, 301-903-8429

## RPV
A | B | C | D | A | F | A | H | I | J | K | L | A | N | O | P
| From FIMS 113 Active Only Run 12/17/03 | SC Custom Run Dec 17, 2003 (see worksheet) | Calculation |  | SC Custom Run Dec 17, 2003 |  | SC Custom Run Dec 17, 2003 | SC Custom Run Jan 27, 2004 (see worksheet) | SC Custom Run Dec 17, 2003 (see worksheet) | SC Custom Run Dec 17, 2003 (see worksheet) | Calculation
| Buildings RPV |  |  |  | Trailer RPV |  | OSF RPV
Lab1 | RPV for Active Bldgs | RPV for Operational Excess that will be excessed after FY 054 | Building RPV - Columns B plus C (see footnote 5) |  | RPV for Real Property Trailers |  | OSF RPV Total | RPV for Cat 30002 | RPV for Selected Site Prep, Grading & Landscaping Assets5 | RPV for OSF that excessed FY 05 or before | RPV for Conventional OSF (H minus sum of I, J, & K) |  | RPV for Calculating MII - Bldgs + Trailers + OSF (Columns D+F+L) | Maintenance Investment Calutaion for FY 04 Based on 1.4% of RPV | Maintenance Investment Calutaion for FY 05 Based on 2% of RPV
ANL | 1025116326 | 1633058 | 1026749384 |  |  |  | 572384776 | 316083086 | 14392808 |  | 241908882 |  | 1268658266 | 17761215.724 | 25373165.32
BNL | 1038743872 | 141732840 | 1180476712 |  |  |  | 1156933978.23 | 931610603.55 | 2119175.48 | 6681643.69 | 216522555.51 |  | 1396999267.51 | 19557989.7451 | 27939985.3502
LBNL | 635591895 |  | 635591895 |  | 8760401.05 |  | 344232413.34 | 138260190.56 | 10132818.16 |  | 195839404.62 |  | 840191700.67 | 11762683.8094 | 16803834.0134
ORNL (X-10) Buildings | 634224739 | 20735698.9 | 654960437.9 |  | 949453.14 | [5 empty] | 0 |  | 655909891.04 | 9182738.4746 | 13118197.8208
ORNL (X-10)3 OSF | [6 empty] | 2434740905 | 2107190756 | 0 | 15160864 | 312389285 |  | 312389285 | 4373449.99 | 6247785.7
PNNL | 92898595 |  | 92898595 |  |  |  | 0 | 0 | 0 |  | 0 |  | 92898595 | 1300580.33 | 1857971.9
Ames | 50989200 |  | 50989200 |  |  |  | 666000 | 0 | 0 |  | 666000 |  | 51655200 | 723172.8 | 1033104
Fermi | 411182092 |  | 411182092 |  |  |  | 859036327 | 745748925 | 6130311 |  | 107157091 |  | 518339183 | 7256748.562 | 10366783.66
ORISE | 25280585 |  | 25280585 |  |  |  | 43020 | 0 | 0 |  | 43020 |  | 25323605 | 354530.47 | 506472.1
PPPL | 185178114 |  | 185178114 |  |  |  | 186570602 | 114039019 | 1580206 |  | 70951377 |  | 256129491 | 3585812.874 | 5122589.82
SLAC | 166731130 |  | 166731130 |  | 3373975.03 |  | 797635136.97 | 642911844.74 | 17164449 |  | 137558843.23 |  | 307663948.26 | 4307295.2756 | 6153278.9652
TJNAF | 83963514 |  | 83963514 |  | 2962759 |  | 105779573 | 91868762 | 3083934 |  | 10826877 |  | 97753150 | 1368544.1 | 1955063
Total | 4349900062 | 164101596.9 | 4514001658.9 |  | 16046588.22 |  | 6458022731.54 | 5087713186.85 | 54603701.64 | 21842507.69 | 1293863335.36 |  | 5823911582.48 | 81534762.1547 | 116478231.6496
MIT | 49189296 |  | 49189296 |  |  |  | 92133891 | 89999995 |  |  | 2133896 |  | 51323192 | 718524.688 | 1026463.84
NDRL | 10781596 |  | 10781596 | [7 empty] | 0 |  | 10781596 | 150942.344 | 215631.92
ORO | 31641322 |  | 31641322 |  |  |  | 39768800 |  |  |  | 39768800 |  | 71410122 | 999741.708 | 1428202.44
ORNL (Y-12) | 213903 |  | 213903 |  |  |  | 2000000 |  |  |  | 2000000 |  | 2213903 | 30994.642 | 44278.06
Total | 91826117 | 0 | 91826117 |  | 0 | 0 | 133902691 | 89999995 | 0 | 0 | 43902696 |  | 135728813 | 1900203.382 | 2714576.26
Total SC | 4441726179 | 164101596.9 | 4605827775.9 |  | 16046588.22 | 0 | 6591925422.54 | 5177713181.85 | 54603701.64 | 21842507.69 | 1337766031.36 |  | 5959640395.48 | 83434965.5367 | 119192807.9096
LLNL | 107246543 |  | 107246543 | [7 empty] | 0 |  | 107246543 | 1501451.602 | 2144930.86
Sandia - CA | 41002969 |  | 41002969 | [7 empty] | 0 |  | 41002969 | 574041.566 | 820059.38
Sandia - NM | 4431136 |  | 4431136 | [7 empty] | 0 |  | 4431136 | 62035.904 | 88622.72
Total | 152680648 | 0 | 152680648 |  | 0 | 0 | 0 | 0 | 0 | 0 | 0 | 0 | 152680648 | 2137529.072 | 3053612.96
1ITRI and CalTech Facilties excluded: ITRI excluded because leased out for up to 25 years and, Cal Tech excluded because it will be transferred back to Cal Tech by 2005
2OSF Cat 3000 = "programmatic" facilities
3RPV for ORNL (X-10) OSF Incomplete
4Excludes Operating Excess facilities (i.e., those with a Excess Indicator of "Y" and are classified as 1 or 2 in the Building Status field in FIMS) that will be excessed in FY 05 or before.
5Site Preparation, grading and landscaping separate from new facilities. MARS Code 460; reviewed all and excluded most; list available

## Op Ex RPV >FY05
Site Name | Total RPV | Excess Year | Property ID | Property Name
ANL-E | 48000 | 2006 | 329 | Ignitable Mixed Waste Storage Building
ANL-E | 1428617 | 2007 | 333 | Emergency Services Department
ANL-E | 27958 | 2007 | 374A | Waste Management Operations
ANL-E | 128483 | 2007 | 604 | Bath House
TOTAL | 1633058
BNL | 1436324 | 2006 | 193 | Teachers Federal Credit Union
BNL | 1163837 | 2006 | 302 | Apartment 28
BNL | 1791817 | 2006 | 303 | Apartment 34
BNL | 1197454 | 2006 | 306 | Apartment 13
BNL | 2430189 | 2006 | 317 | Recreation Hall
BNL | 1109413 | 2006 | 325 | Apartment 7
BNL | 1042382 | 2006 | 327 | Apartment 24
BNL | 739662 | 2006 | 328 | Apartment 26
BNL | 972464 | 2006 | 330 | Apartment 8
BNL | 1010557 | 2006 | 331 | Apartment 10
BNL | 792798 | 2006 | 334 | Apartment 30
BNL | 995505 | 2006 | 335 | Apartment 36
BNL | 5022977 | 2007 | 179 | Staff Services/DAS/Post Office
BNL | 465286 | 2007 | 802 | Fan House
BNL | 471739 | 2010 | 304 | Apartment Storage
BNL | 1181589 | 2010 | 307 | Apartment 11
BNL | 1048398 | 2010 | 349 | Apartment 2
BNL | 1033013 | 2010 | 350 | Apartment 4
BNL | 1030259 | 2010 | 351 | Apartment 6
BNL | 1085589 | 2010 | 359 | Apartment 5
BNL | 1086472 | 2010 | 360 | Apartment 3
BNL | 1030744 | 2010 | 361 | Apartment 1
BNL | 1189131 | 2010 | 362 | Apartment 22
BNL | 1104141 | 2010 | 363 | Coin Laundry
BNL | 1600713 | 2010 | 364 | Apartment 40
BNL | 1600159 | 2010 | 365 | Apartment 41
BNL | 1600159 | 2010 | 366 | Apartment 42
BNL | 1404470 | 2010 | 367 | Apartment 43
BNL | 204058 | 2010 | 0368-01 | Summer Cottage
BNL | 204058 | 2010 | 0368-02 | Summer Cottage
BNL | 191089 | 2010 | 0368-03 | Summer Cottage
BNL | 191089 | 2010 | 0368-04 | Summer Cottage
BNL | 206502 | 2010 | 0368-05 | Summer Cottage
BNL | 189585 | 2010 | 0368-06 | Summer Cottage
BNL | 191089 | 2010 | 0368-07 | Summer Cottage
BNL | 191089 | 2010 | 0368-08 | Summer Cottage
BNL | 206502 | 2010 | 0368-09 | Summer Cottage
BNL | 189585 | 2010 | 0368-10 | Summer Cottage
BNL | 204058 | 2010 | 0368-11 | Summer Cottage
BNL | 189585 | 2010 | 0368-12 | Summer Cottage
BNL | 189585 | 2010 | 0368-13 | Summer Cottage
BNL | 189585 | 2010 | 0368-14 | Summer Cottage
BNL | 204058 | 2010 | 0368-15 | Summer Cottage
BNL | 189585 | 2010 | 0368-16 | Summer Cottage
BNL | 189585 | 2010 | 0368-17 | Summer Cottage
BNL | 189585 | 2010 | 0368-18 | Summer Cottage
BNL | 204058 | 2010 | 0368-19 | Summer Cottage
BNL | 204058 | 2010 | 0368-20 | Summer Cottage
BNL | 189585 | 2010 | 0368-21 | Summer Cottage
BNL | 189585 | 2010 | 0368-22 | Summer Cottage
BNL | 189585 | 2010 | 0368-23 | Summer Cottage
BNL | 189585 | 2010 | 0368-24 | Summer Cottage
BNL | 189585 | 2010 | 0368-25 | Summer Cottage
BNL | 189585 | 2010 | 0368-26 | Summer Cottage
BNL | 189585 | 2010 | 0368-27 | Summer Cottage
BNL | 189585 | 2010 | 0368-28 | Summer Cottage
BNL | 189585 | 2010 | 0368-29 | Summer Cottage
BNL | 189585 | 2010 | 0368-30 | Summer Cottage
BNL | 882440 | 2010 | 405 | Building Storage
BNL | 1748637 | 2011 | 97 | Maintenance Management Center
BNL | 8659960 | 2011 | 134 | Plant Engine/Pub.Affairs/Fiscal/Inter.Au
BNL | 7862199 | 2012 | 153 | Cavendish - Men's Residence
BNL | 8490819 | 2012 | 170 | Compton - Men's Residence
BNL | 7120602 | 2012 | 180 | Fleming - Men's Residence
BNL | 2630876 | 2012 | 257 | Guest House
BNL | 5430535 | 2012 | 258 | Curie - Women's Residence
BNL | 2760347 | 2013 | 244 | Carpenter/Lock & Paint Shop
BNL | 3834096 | 2013 | 422 | Building Maintenance Office
BNL | 3883911 | 2014 | 50 | Police Headquarters
BNL | 2235294 | 2014 | 86 | Stationery Warehouse
BNL | 2090702 | 2014 | 87 | Excess Property Warehouse
BNL | 2084032 | 2014 | 88 | Furniture Warehouse
BNL | 1243064 | 2014 | 96 | Truck/Utility Storage
BNL | 4399062 | 2014 | 120 | ESH & Q Office Building
BNL | 3619550 | 2014 | 129 | Science Museum Staff & NSLS Office Bldg.
BNL | 2892970 | 2014 | 209 | Bulk Warehouse
BNL | 1236382 | 2014 | 210 | Gases Warehouse
BNL | 2285039 | 2014 | 211 | Procurement & Property Management
BNL | 991567 | 2014 | 321 | Equipment Storage
BNL | 2933263 | 2014 | 326 | Site Maintenance Office
BNL | 980044 | 2014 | 339 | Maintenance Storage
BNL | 86986 | 2014 | 346 | Storage
BNL | 3685478 | 2014 | 355 | Contracts & Procurements
BNL | 395975 | 2014 | 406 | Site Storage
BNL | 451558 | 2014 | 412 | Site Storage
BNL | 3899235 | 2014 | 423 | Equip/Vehicle Repair
BNL | 6497851 | 2014 | 452 | Utilities Maintenance
BNL | 291698 | 2014 | 455 | Utilities Storage
BNL | 712355 | 2014 | 482 | Hazardous Storage
BNL | 1343477 | 2014 | 527 | Office of Management Services
BNL | 1621357 | 2014 | 528 | ELECTRICAL OPS / ECS ARCHIVE
TOTAL | 141732840
ORNL (X-10) | 5280138.76 | 2006 | 1000 | Engineering Office Building
ORNL (X-10) | 321761.51 | 2006 | 2019 | Solar Energy Lab/Laser Lab
ORNL (X-10) | 927077.97 | 2006 | 3017 | Quality Services Division Building
ORNL (X-10) | 403113.16 | 2006 | 3095 | Reac Area Equip Bldg
ORNL (X-10) | 254352.16 | 2006 | 3115 | Solid State Off.
ORNL (X-10) | 59087.32 | 2006 | 3605 | TSD Storage Building
ORNL (X-10) | 11331.8 | 2006 | 3610 | Storage Building
ORNL (X-10) | 47636.28 | 2006 | 7062 | Storage-Miscel Materials
ORNL (X-10) | 385396.43 | 2006 | 7070 | Storage Shed
ORNL (X-10) | 835619.91 | 2007 | 3587 | Mail Services Building
ORNL (X-10) | 825390.32 | 2007 | 7005 | Lead Shop
ORNL (X-10) | 179857.53 | 2007 | 7020A | HVAC Decontamination Facility
ORNL (X-10) | 719189.96 | 2008 | 2008 | ORNL Whole Body Counter
ORNL (X-10) | 3390964.11 | 2009 | 3012 | Rolling Mill
ORNL (X-10) | 574078.36 | 2009 | 3074 | Interim Manipulator Repair Fac
ORNL (X-10) | 64424.47 | 2009 | 7026 | M&C Storage
ORNL (X-10) | 35663.55 | 2009 | 7035A | Paint Mix Building
ORNL (X-10) | 37446.72 | 2009 | 7035B | Paint Storage
ORNL (X-10) | 33880.37 | 2009 | 7035C | Equipment Storage
ORNL (X-10) | 15415.85 | 2009 | 7035D | Can Drying Facility
ORNL (X-10) | 35663.55 | 2009 | 7035E | Utility Mechanics Storage
ORNL (X-10) | 33880.37 | 2009 | 7035F | Shed Storage Facility
ORNL (X-10) | 34513.11 | 2009 | 7085 | 90-Day Waste Storage
ORNL (X-10) | 829512.7 | 2010 | 7003 | Welding & Brazing Shop
ORNL (X-10) | 776545.05 | 2010 | 7006 | Paint Stores
ORNL (X-10) | 528426.91 | 2010 | 7007 | Paint Shop
ORNL (X-10) | 287609.28 | 2010 | 7030 | Heavy Equipment Storage Shelter
ORNL (X-10) | 84211.99 | 2011 | 7021 | Fab Equip Storage
ORNL (X-10) | 66265.17 | 2011 | 7031 | Fabrication Storage Shed
ORNL (X-10) | 85765.08 | 2011 | 7082 | Salt Storage Building
ORNL (X-10) | 1570000 | 2011 | 7709 | Health Physics Research Reactor
ORNL (X-10) | 770919.27 | 2011 | 7710 | Dosar Fac-Hprr
ORNL (X-10) | 323592.13 | 2011 | 7712 | Dosar Low-Eng Accelerator
ORNL (X-10) | 883959.01 | 2011 | 7735 | Rad Calibration Lab
ORNL (X-10) | 23008.74 | 2011 | 7758 | HFIR Parts Storage
TOTAL | 20735698.9
Database: Crit22-2k
Query: all SC Op Excess Bldgs w-RPV
Run Made: Dec 17, 2003

## Real Prpty Trailer RPV
Site Name | Trailer RPV | Prpty ID | Prpty Name
LBNL | 1206329.09 | 085B | Offices
LBNL | 265827.19 | 090P | ES
LBNL | 355102.17 | 090K | FA Offices
LBNL | 355351.89 | 090J | FA Offices
LBNL | 230866.36 | 090H | FA Offices
LBNL | 231365.8 | 090G | FA Offices
LBNL | 307405.61 | 090F | FA Offices
LBNL | 586256.52 | 029A | (vacant)
LBNL | 180173.15 | 090B | Offices
LBNL | 179673.71 | 076L | FA Offices
LBNL | 21330.27 | 075E | EH&S Offices
LBNL | 1553529.55 | 075B | EH&S
LBNL | 160944.69 | 071J | Offices
LBNL | 63928 | 071E | Offices
LBNL | 154451.96 | 067C | EE: Indoor Environment Lab
LBNL | 96766.59 | 046D | AFR
LBNL | 154576.82 | 067B | EE: Mobl Window Therml Test Fac
LBNL | 193214.25 | 029C | (vacant)
LBNL | 210136 | 029D | (vacant)
LBNL | 60057.72 | 044A | PHY
LBNL | 179923.43 | 044B | ENG
LBNL | 148958.12 | 090C | FA Offices
LBNL | 128481.06 | 046C | AFR
LBNL | 482129.86 | 029B | (vacant)
LBNL | 419315.81 | 051F | ES, EET
LBNL | 216123 | 051L | Comp Sci - Training
LBNL | 154576.82 | 062A | EE, MS
LBNL | 181546.61 | 065A | Offices
LBNL | 127357.32 | 065B | Offices
LBNL | 154701.68 | 046B | ENG
| 8760401.05 | TOTAL
ORNL (X-10) | 174054.94 | 7964G | Office Trailer, Triplewide
ORNL (X-10) | 256731.04 | 7964C | TRAILER, OFFICE
ORNL (X-10) | 263023.97 | 7658C | BJC Office Trailer (Formerly 7964B)
ORNL (X-10) | 255643.19 | 7964A | Triple Wide Office Trailer
| 949453.14 | TOTAL
SLAC | 107593.34 | 241 | SEM Office Trailer-East
SLAC | 107593.34 | 005A | MCC Portable Bldg
SLAC | 109387 | 005B | MCC Office Trailer
SLAC | 109386.56 | 005C | MCC Office Trailer
SLAC | 109386.56 | 005D | MCC Office Trailer
SLAC | 90258.86 | 112 | Electrical Storage Shelter
SLAC | 358644.48 | 112A | Temp. Electrical Storage
SLAC | 16886 | 204 | Office Trailer - SPPS
SLAC | 24977 | 217 | Van Group D
SLAC | 345306 | 222 | EFD Offices
SLAC | 412412 | 224 | Office Area for Bldg. #109
SLAC | 87942 | 299 | EPR Office Trailer
SLAC | 162436.06 | 233 | Va'Vra Trailer
SLAC | 77706.3 | 234 | Cal Tech Office Trailer
SLAC | 53796.67 | 453 | SSRL Engr. Trailer #3
SLAC | 109536 | 452 | SSRL Engr. Trailer #2
SLAC | 53796.67 | 451 | SSRL Engr. Trailer #1
SLAC | 16512 | 420 | Storage Building
SLAC | 51330.99 | 294 | SSRL Office Trailer SW
SLAC | 26898.33 | 293 | SSRL Office Trailer NW
SLAC | 26898.33 | 290 | SSRL Offic Trailer, North
SLAC | 55589.89 | 289 | Ssrl Office Trailer
SLAC | 125525.56 | 242 | SEM Office Trailer West
SLAC | 38479.56 | 287 | Ssrl Trailer
SLAC | 86074.67 | 285 | Office Trailer Cid
SLAC | 212945.16 | 274 | SSRL Staff Offices
SLAC | 32726.3 | 273 | Restroom And Office (Trailer)
SLAC | 38853.15 | 259 | Office Trailer
SLAC | 124554.23 | 245 | WM Office Trailer
SLAC | 125525.56 | 243 | Facilities Design Office
SLAC | 51106.83 | 288 | SSRL Office Trailer, South
SLAC | 23909.63 | 449 | Metal Finishing Facilities
| 3373975.03 | TOTAL
TJNAF | 67804 | 052B | Radiation Control Trailer
TJNAF | 68061 | 052C | Radcon Training Center
TJNAF | 60880 | 053A | Accel Installation Trailer
TJNAF | 60880 | 053B | Accel Installation Trailer
TJNAF | 60880 | 053C | Accel Installation Trailer
TJNAF | 20516 | 054B | FM Equipment Canopy
TJNAF | 9848 | 092A | Facilities Storage Shed
TJNAF | 66420 | 096D | Install Trailer Hall B
TJNAF | 33287 | 094A | Physics Trailer Hall B
TJNAF | 33902 | 052A | Radiation Control Trailer
TJNAF | 63393 | 11 | Physics Trailer
TJNAF | 9848 | 092B | Facilities Storage Shed
TJNAF | 85961 | 35 | Accelerator EH&S Trailer
TJNAF | 33851 | 034G | User Group Trailer
TJNAF | 33851 | 034F | Accel Tech Trailer F
TJNAF | 26517 | 034E | User Liaison Group Trailer
TJNAF | 33851 | 034D | User Liaison Group Trailer
TJNAF | 33851 | 034C | Building Trailer was 15
TJNAF | 38621 | 034B | Accel Tech Trailer B
TJNAF | 38621 | 034A | Accel. Tech.
TJNAF | 1852039 | 16 | Trailer City
TJNAF | 24157 | 011A | Accelerator Trailer
TJNAF | 60880 | 10 | Cryo Trailer
TJNAF | 93500 | 101B | Hall A Tech Trailer
TJNAF | 51340 | 011B | Accelerator Trailer
| 2962759 | TOTAL
| 16046588.22 | GRAND TOTAL
dB: crit22-2k
Query: SC Real Prpty Trailers RPV
Run Date: Dec 17, 2003

## OSF RPV
Site Name | RPV | Property ID | Property Name
Ames Lab | 170200 | 7119030117 | Power Switch Pit
Ames Lab | 495800 | 803030122 | Parking Areas
TOTAL | 666000
ANL-E | 217601 | 30 | SANITARY LIFT EAST AREA
ANL-E | 150028 | 31 | #1 Well House (Shallow Well)
ANL-E | 157442 | 32 | #2 Well House (Shallow Well)
ANL-E | 816745 | 42 | Elevated Water Strg Tank
ANL-E | 5409210 | 63 | Intense Pulse Neutr Srce Linac
ANL-E | 6466986 | 64 | Intense Pulse Neutr Srce Rcs
ANL-E | 6710588 | 65 | Ipns Neutron Source
ANL-E | 22988366 | 66 | Argonne Tandem Accl Sys Linac
ANL-E | 4969706 | 67 | Argonne Tandem Accl Sys Tandem
ANL-E | 1123504 | 68 | Dynamitron - Building 203
ANL-E | 363948 | 69 | Van De Graff - Bldg 203
ANL-E | 1541505 | 70 | Linear Accelerator - Bldg 211
ANL-E | 230022 | 72 | Van De Graff - Bldg 211
ANL-E | 3001076 | 76 | Zero Power Reactor Vi
ANL-E | 1372038 | 77 | Zero Power Reactor Ix
ANL-E | 122531454 | 79 | APS STORAGE RING
ANL-E | 80333300 | 80 | APS EXP BEAMLINES & FRONT ENDS
ANL-E | 19202261 | 81 | APS LINAC
ANL-E | 26757668 | 82 | APS SYNCHROTRON
ANL-E | 1830916 | 83 | APS LOW ENERGY TRANSPORT LINE
ANL-E | 2150138 | 84 | APS HIGH ENERGY TRANSPORT LINE
ANL-E | 9100400 | 85 | APS POSITRON ACCUMULATOR RING
ANL-E | 207539 | 91 | Guard Post Eastwood Dr
ANL-E | 37735265 | 108 | Central Boiler House
ANL-E | 664387 | 115 | Crusher House
ANL-E | 620094 | 116 | Shaker House
ANL-E | 21000 | 127 | Lake Michigan Flow Control Station
ANL-E | 284293 | 128 | Ion Exchange Domestic Water
ANL-E | 5249998 | 129 | Pumping Station, Office
ANL-E | 405662 | 160 | #5 Well House (Deep Well)
ANL-E | 109972 | 163 | #3 Well House (Shallow well)
ANL-E | 116716 | 264 | #4 Well House (Shallow Well)
ANL-E | 118503 | 291 | Guard Post Northgate Rd
ANL-E | 438144 | 300 | Mobil Service Station
ANL-E | 1911903 | 317B | Waste Management Storage
ANL-E | 20675 | 318B | PFS-Waste Management Storage
ANL-E | 160718 | 325C | PFS-Waste Management Operations Stora
ANL-E | 42143 | 351 | Site Radio Repeater
ANL-E | 3988539 | 377 | Cooling Water Tower Fac
ANL-E | 1698389 | 476 | Site Prep Rec Area D
ANL-E | 792392 | 500 | Sawmill Creek Drainage
ANL-E | 3488148 | 502 | Railroad System
ANL-E | 9306850 | 511 | Roads
ANL-E | 11354025 | 512 | Site Prep - West Area
ANL-E | 994460 | 513 | Perimeter Fencing
ANL-E | 935859 | 514 | Walkways
ANL-E | 5925806 | 515 | Parking Areas
ANL-E | 6943308 | 520 | Domestic Water Dist Sys
ANL-E | 538122 | 521 | Lab Water Dist System
ANL-E | 5958783 | 522 | Sanitary Sewer System
ANL-E | 4238466 | 523 | Lab Sewer System
ANL-E | 3663613 | 524 | Storm Sewer System
ANL-E | 1056062 | 525 | Gas Distribution Sys
ANL-E | 501760 | 526 | Compressed Air Dist Sys
ANL-E | 15893073 | 528 | Central Water Chilling System
ANL-E | 13718393 | 531 | Steam Dist System
ANL-E | 15033066 | 540 | Electrical Dist Sys
ANL-E | 24097080 | 541 | Communications System
ANL-E | 582084 | 542 | Street & Security Lgt Sys
ANL-E | 3416218 | 543 | CONTROLS LINE BLDG
ANL-E | 2189266 | 544 | Switchgear Repair Building
ANL-E | 425713 | 545 | Outdoor Load Ctr-100 Area
ANL-E | 569699 | 546 | Outdoor Load Ctr-East
ANL-E | 32218 | 548 | Outdoor Load Ctr-800 Area
ANL-E | 14516792 | 549 | Outdoor Loan Center-300 Area/Trans St
ANL-E | 1502660 | 558 | Fire Alarm System Illinois
ANL-E | 738991 | 559 | Public Address System
ANL-E | 735691 | 564 | Domestic Water Tank (Elev. 300K G)
ANL-E | 771610 | 565 | Domestic Water Tank (Elev. 500K Gal)
ANL-E | 340732 | 566 | Laboratory Water Tank
ANL-E | 535110 | 567 | Lake Michigan Water Pump Station
ANL-E | 606452 | 568 | FIRE WATER TANK-650,000
ANL-E | 6892284 | 570 | Sewage Treatment Fac
ANL-E | 1055149 | 571 | Sewage Sys Filter Beds
ANL-E | 253552 | 572 | Laboratory, Sanitary, Comp Sam
ANL-E | 225004 | 573 | Chlorinator Bldg.
ANL-E | 644077 | 574 | Sanitary Treatment Laboratory, Sludge
ANL-E | 1566240 | 576 | WWTP Maint Bldg, Sludge Press
ANL-E | 195277 | 581 | Canal Cool Water Inlet St
ANL-E | 901312 | 582 | CANEL WATER PUMPING STATION
ANL-E | 3919487 | 583 | Canal Treatment (Cooling Water)
ANL-E | 422295 | 584 | Canal Water Tank 500,000
ANL-E | 467839 | 585 | Canal Water Tank - Elev_250
ANL-E | 3012178 | 592 | LABORATORY WASTEWATER TREATMENT PLANT
ANL-E | 11000 | 593 | Pfs-Utility Services Storage
ANL-E | 9378224 | 595 | Lab Waste Water Treatment Plan
ANL-E | 163689 | 596 | Lab Waste Water Blower Bldg
ANL-E | 218252 | 597 | LAB WASTE WATER INFLUENT PUMP STATION
ANL-E | 128528 | 603 | Swimming Pool
ANL-E | 5206 | 606 | Pavillion (Summer House)
ANL-E | 53046 | 607 | Pool Filter & Pump Hse
ANL-E | 60356 | 651 | Site Prep - 100 Area
ANL-E | 543202 | 667 | Water Wells Datga & Obser
ANL-E | 4798314 | 671 | Domestic Water Service To Bldg
ANL-E | 948144 | 672 | Lab Water Serv To Bldgs
ANL-E | 383384 | 673 | Sanitary Sewer To Bldgs
ANL-E | 417034 | 674 | Lab Sewer Svcs To Bldgs
ANL-E | 367597 | 676 | Gas Serv Branches To Bldg
ANL-E | 1881475 | 677 | Steam Serv Brs To Bldgs
ANL-E | 9930336 | 678 | Elec Serv Branches To Bld
ANL-E | 201513 | 679 | Wash H20 & Sludge Lagoon
ANL-E | 71871 | 800A | Site Prep
ANL-E | 86581 | 891 | Guard Post Westgate Rd
ANL-E | 415775 | 900 | Reforestation
ANL-E | 90989 | 950 | Pavillion Restrooms Fac- Argonne Par
ANL-E | 54222 | 954 | Argonne Park Playground
TOTAL | 572384776
BNL | 3332769.66 | 13.8 OVERHEAD LINE | RHIC 13.8 Overhead Line
BNL | 12992790.89 | 1 | Improvements To Land (wells-non
BNL | 41793818.74 | 1010-TVG | Tandem Van Degraaff
BNL | 239183943.3 | 1020-AGS | Ags Bldg 913
BNL | 3496865.34 | 1030-VDG | Van Degraff Gen
BNL | 10559545.81 | 1040-CYCL | 60 In Cyclotron
BNL | 540380.3 | 1050-VDG | Van Degraaff Gen 465
BNL | 387362.04 | 1060-SFMAG | Strong Focus Magnet
BNL | 5719102.62 | 1070-BMRR | Medical Reactor
BNL | 4937309.33 | 1080-ACCEL | Radiological Accel
BNL | 85221939.84 | 1100-NSLS | NSLS
BNL | 11276136.12 | 1102-AGSMAGNET | Ags Magnet System
BNL | 4634400.56 | 1103-AGSLINAC | 200 M Linac Machine
BNL | 36324300.45 | 1104-AGSBOOSTER | Ags Booster Accelerator
BNL | 1438692.09 | 1105 | Accelerator Test Facility
BNL | 2334148.49 | 1106 | Source Development Laboratory
BNL | 477628652.3 | 1107-RHIC | RHIC Machine
BNL | 10571007.75 | 13.8KV CABLE | 13.8 Undergrd Cables
BNL | 2204631.93 | 2.4KV OH CABLE | 2.4 Overhead Lines
BNL | 14917141.65 | 2.4KV UG CABLE | 2.4 Undergrd Cables
BNL | 657174.86 | 2010 | Test Wells
BNL | 28400.06 | 2020 | Monitoring Station
BNL | 14397.5 | 2030 | Metal Incinerator
BNL | 151411.9 | 2040 | Hardened Antenna
BNL | 499288.38 | 2060 | Portable Bldgs F AGS 1
BNL | 256655.88 | 2070 | Portable Bldgs F AGS 2
BNL | 524568.45 | 2080 | Portable Bldgs F AGS 3
BNL | 427290.82 | 2090 | Portable Bldgs F AGS 4
BNL | 177952.99 | 2100 | Portable Bldgs F AGS 5
BNL | 7811.34 | 2240 | Gauging Station
BNL | 35994 | 2250 | Portable Bldgs F Ags 6
BNL | 117660.91 | 2290 | Rf Mg Cooling Tower
BNL | 110853.54 | 2300 | EEBA Cooling Tower
BNL | 106370.05 | 2310 | Mev Linac Tower
BNL | 50879.39 | 2330 | Shielding Block Yard
BNL | 2846224.19 | 2340 | Monitoring Wells
BNL | 6576348.05 | 2350 | Underground Cw & Air Dist Sys
BNL | 546799.39 | 2370 | Liq Heliul Storage (Bldg 1005)
BNL | 574083.69 | 2390 | Helium Storage Tanks Location-1006B
BNL | 308777.01 | 403030162 | Gas Storage-Cba-1005g
BNL | 94978 | 409030164 | Storage Platform-2210
BNL | 25538.96 | 409030165 | Emergency Holding Pit 1-2260
BNL | 25538.96 | 409030167 | Emergency Holding Pit 3-2280
BNL | 25538.96 | 409030169 | Emergency Holding Pit 2-2270
BNL | 521999.37 | 409030170 | Storage Tank 2-Liq Nitro-2130
BNL | 575857.32 | 409030171 | Storage Tank 1-Liq Hydrgn-2110
BNL | 70781.39 | 409030172 | Cryogenic Liq Storage Fac-0963
BNL | 399839.32 | 479TRNF550 | Machine Shop B
BNL | 221666.4 | 603-TRNFX24 | 603 2.4kV Substation
BNL | 5104544.18 | 603-TRNFXXX | Temple Place Substation
BNL | 2308016.46 | 610-BLR001A | Boiler 1A
BNL | 11928881.42 | 610-BLR005 | Boiler 5
BNL | 6194415.21 | 610-BLR006 | Boiler 6
BNL | 3127596.62 | 610-BLR007 | Boiler No. 7
BNL | 19174.71 | 6250555 | Chemistry 555
BNL | 108199.41 | 6250610 | Central Steam Plant 610
BNL | 39117.93 | 6250703 | Lab/Office Bldg 703 Tanks
BNL | 18793.17 | 6250801 | Hot Laboratory Bldg 801
BNL | 19364.13 | 6250815 | Energy Science & Technology
BNL | 472285.56 | 629-GENRXXX | Med/Bio Emergency Power
BNL | 4575120 | 631-TRNFXXX | Fifth Ave Substation
BNL | 119692.25 | 701-TRNFXXX | 701 Substation
BNL | 8450445.15 | 701030173 | Heavy Ion Beam Line-1101
BNL | 48160.35 | 704-TRNFXXX | 704 Transformer
BNL | 196009.65 | 7111030185 | 4N Substation
BNL | 186690.9 | 7111030191 | RF_MG Substation
BNL | 153718.5 | 7111030192 | P Substation
BNL | 782180.95 | 7111030195 | F Substation
BNL | 411002.85 | 7111030196 | C Substation
BNL | 411002.85 | 7111030197 | B Substation
BNL | 338894.65 | 7111030203 | RF Substation
BNL | 675283.51 | 7111030204 | L Substation
BNL | 181537.5 | 7111030208 | 902 West Substation A-West
BNL | 208609.65 | 7111030212 | 3J Substation
BNL | 6576842.69 | 7124030227 | Heating System Other
BNL | 34281386.7 | 7125030228 | Steam Supply System
BNL | 7785539.7 | 7126030229 | Condensate Return System
BNL | 7887526.6 | 7131030230 | Potable Distribution
BNL | 1322881.37 | 7134030232 | Water Supply Well No 4
BNL | 349146.91 | 7134030234 | Water Supply Well No 2
BNL | 836186.58 | 7134030235 | Water Supply Well No 11
BNL | 920493.58 | 7134030236 | Water Supply Well No 10
BNL | 1026204.9 | 7134030238 | Water Supply Well No 7
BNL | 325939.57 | 7134030239 | Water Supply Wells No 1
BNL | 1026144.06 | 7134030241 | Water Supply Well No 6
BNL | 1301254.96 | 7134030242 | Water Supply Well No 12
BNL | 948143.57 | 7135030243 | Other Wells
BNL | 8002987.89 | 7151030246 | Sewerage Treatment Plant
BNL | 11600295.56 | 7154030247 | Sewerage Sys Gravity
BNL | 1189244.56 | 7154030248 | Storm Water System-Gravity
BNL | 956547.86 | 7155030249 | Sewerage System Pumped
BNL | 31280.46 | 7155030250 | Storm Water Sys Pumped
BNL | 870796.17 | 7157030251 | Sewerage And Storm Other
BNL | 756312.71 | 721030254 | Com. Ductbank, Tech.St.
BNL | 1142450.39 | 721030255 | Fiber-Optic Infrastructure
BNL | 40954.31 | 724030257 | Fire Alarm System
BNL | 6952197.77 | 761030258 | Roads And Bridges
BNL | 663151.83 | 771030259 | Railroad Tracks
BNL | 20524.12 | 801-TRNF041 | 801 Transformer
BNL | 1186272.28 | 801030260 | Paved Walks
BNL | 1400965.49 | 802030261 | Fences
BNL | 2602025.02 | 803030262 | Parking Lots And Hardstds
BNL | 2119175.48 | 811030269 | Site Preparation
BNL | 135847.5 | 820-TRNFXXX | 820 Transformer
BNL | 260730 | 901-TRNFXXX | 901 Transformer
BNL | 424671.5 | 902-TRNF141 | 902 East Substation
BNL | 425318.4 | 911-TRNF146 | SB Substation
BNL | 377888.9 | 911-TRNFXXA | A Substation
BNL | 290597.15 | 912-TRNF055 | G Substation
BNL | 1558623.52 | 912-TRNFXXM | M Substation
BNL | 208609.65 | 918-TRNF051 | E Substation
BNL | 208609.65 | 919-TRNF052 | H Substation
BNL | 208609.65 | 927-TRNF175 | 5N Substation
BNL | 532432.5 | 929-TRNF560 | K Substation
BNL | 366218.85 | 929-TRNF569 | BC Substation
BNL | 239383.05 | 960-TRNF063 | 7N Substation
BNL | 399954.15 | ST0049 | Water Storage Tank
BNL | 0 | ST0558 | Retention Pond #1
BNL | 0 | ST0559 | Retention Pond #2
BNL | 0 | ST0564 | Primary Effluent Pumping Station
BNL | 0 | ST0565 | Modular Aeration Tanks
BNL | 0 | ST0567 | R.A.S Pumping Station
BNL | 13925.89 | ST0568 | Vehicle Monitoring Station
BNL | 418639.24 | ST0574 | Weapons Range Facility
BNL | 0 | ST0583 | Chopper and Grater
BNL | 0 | ST0585 | Primary Clarifier
BNL | 645353.49 | ST0611C | Fuel Oil Tank #3 300K Gal.
BNL | 587770.87 | ST0611D | Fuel Oil Tank #4 420K Gal.
BNL | 672488.61 | ST0611E | Fuel Oil Tank #5 300K Gal.
BNL | 307753.34 | ST0611F | Fuel Oil Tank #6 300K Gal.
BNL | 726529.23 | ST0611G | Fuel Oil Tank #9 400K Gal.
BNL | 43926.67 | ST0611H | Fuel Oil Tank #10 600K Gal.
BNL | 131790 | ST0613 | Substation
BNL | 0 | ST0615 | Voltage Regulator Station
BNL | 631504.29 | ST0616 | Substation
BNL | 567602.85 | ST0617 | Substation
BNL | 0 | ST0622 | Nitrogen Tank (210)
BNL | 0 | ST0626 | Storage Platform
BNL | 1605078.9 | ST0640 | Water Storage Tank
BNL | 219870 | ST0643 | AGS Substation
BNL | 0 | ST0647 | Aerator Tank
BNL | 0 | ST0648 | Clearwell
BNL | 3544111.1 | ST0658 | Chilled Water Storage Tank
BNL | 0 | ST0660 | Cooling Tower
BNL | 1170656 | ST0661 | Substation at Rochester Street
BNL | 0 | ST0690 | Tactical Training Station
BNL | 2957709.22 | ST0713 | Meteorology Tower 280'-EE-GD73
BNL | 0 | ST0891 | RFPA-E-VAP Cooling Tower
BNL | 0 | ST0893 | RFMG Cooling Tower
BNL | 0 | ST0897 | Cooling Tower 1
BNL | 0 | ST0898 | Cooling Tower
BNL | 0 | ST0955 | Cylinder Tank Storage
BNL | 0 | ST0968 | Cooling Tower 4
BNL | 0 | ST0969 | Cooling Tower 5
BNL | 0 | ST0970 | Cooling Tower 3
BNL | 0 | ST0971 | PTR Cooling Tower
BNL | 0 | ST0972 | Cooling Tower 2
BNL | 0 | ST0973 | Linac Cooling Tower
BNL | 0 | ST0979 | Tower 3 Pump House
BNL | 0 | ST0981 | G-2 Cooling Tower
BNL | 0 | ST0983 | BAF Cooling Tower
BNL | 0 | ST0985 | Tower 2 Pump House
BNL | 0 | ST0987 | Special Exp. Magnets
BNL | 0 | ST1002E | Bhrams Cooling Tower
BNL | 1374543.12 | ST1004 | Facility Hall
BNL | 0 | ST1004C | RF Cooling Tower
BNL | 0 | ST1008D | Phenix Cooling Tower
TOTAL | 1156933978.23
ETTP | 1407271 | 1250-4 | VEHICLE BRIDGE SOUTH OF K-31
TOTAL | 1407271
FERMI | 20000 | 401030123 | Storage Water Tanks
FERMI | 20000 | 406030124 | Railsiding Storage
FERMI | 745748925 | 701030125 | Research Acc Ring/Tunnel
FERMI | 39769092 | 7111030126 | Elec Substations
FERMI | 5550000 | 7112030127 | Elec Onsite Trans Lns
FERMI | 13890467 | 7113030128 | Elec Dist Lines, Secondary
FERMI | 452415 | 7113030129 | Elec Dist Lns, Tertiary
FERMI | 2549308 | 7115030130 | Elec Generators
FERMI | 3251031 | 7131030131 | Water System Potable Dist
FERMI | 3495158 | 7132030132 | Water Sys Other Wtrlines
FERMI | 286553 | 7134030134 | Water Sys Potable Wtr Wls
FERMI | 847685 | 7136030135 | Water Sys Potable Pmpg St
FERMI | 894544 | 7142030136 | Gas Dist Sys Lines
FERMI | 1210400 | 7154030138 | Swge Coll Sys Gravity
FERMI | 1789481 | 7155030139 | Swge Coll Sys Pumped
FERMI | 177354 | 7156030140 | Swge & Strm Septic Tanks
FERMI | 3481594 | 7163030141 | Chilled Water Dist Lines
FERMI | 7510687 | 7164030142 | Cooling Ponds & Reservoirs
FERMI | 4102654 | 724030143 | Commun. Sys. Other
FERMI | 10127623 | 761030144 | Paved Roads
FERMI | 3675518 | 762030145 | Unpaved Roads
FERMI | 179018 | 801030146 | Sidewalk
FERMI | 552811 | 802030147 | Fences
FERMI | 2946105 | 803030148 | All Other Parking Areas
FERMI | 377593 | 808030149 | All Other Street Lighting
FERMI | 6130311 | 811030150 | Site Prep., Grading/Landscapg
TOTAL | 859036327
LBNL | 8324 | 005A | Storage Container
LBNL | 19977.41 | 005B | Storage Container
LBNL | 9052.22 | 017A | Storage Container
LBNL | 6763.65 | 017B | Storage Container
LBNL | 8167.69 | 027A | storage container
LBNL | 8167.69 | 027B | storage container
LBNL | 9478.86 | 030A | Storage Container
LBNL | 9478.86 | 030B | Storage Container
LBNL | 9478.86 | 030C | Storage Container
LBNL | 9478.86 | 030D | Storage Container
LBNL | 9478.86 | 030E | Storage Container
LBNL | 9478.86 | 030F | Storage Container
LBNL | 1929.06 | 030K | FA storage
LBNL | 1929.06 | 030L | FA storage
LBNL | 2774.97 | 030M | FA storage
LBNL | 507.55 | 030N | FA storage
LBNL | 1624.71 | 030P | FA storage
LBNL | 3106.9 | 030Q | FA storage
LBNL | 5924.17 | 030R | Storage Container
LBNL | 5924.17 | 030S | Storage Container
LBNL | 9716.08 | 030T | FA storage
LBNL | 9716.08 | 030U | FA storage
LBNL | 2335.46 | 030V | FA storage
LBNL | 5482.82 | 030W | FA storage
LBNL | 1624.71 | 030X | FA storage
LBNL | 2281064.3 | 31 | Chicken Creek Maint Bldg
LBNL | 1769.07 | 031D | Storage Container
LBNL | 9716.08 | 031E | ES storage container
LBNL | 5940.72 | 031F | ES storage container
LBNL | 9716.08 | 031G | ES storage container
LBNL | 9716.08 | 031H | ES storage container
LBNL | 9716.08 | 031J | ES storage container
LBNL | 5312.72 | 031K | ES storage container
LBNL | 1692.75 | 031M | FA storage
LBNL | 7741.97 | 058D | storage container
LBNL | 3735.82 | 062C | Storage Container
LBNL | 3735.82 | 062D | Storage Container
LBNL | 19803.63 | 062E | storage
LBNL | 6962.26 | 062F | storage
LBNL | 300000 | 071T | Windows Test Facility
LBNL | 10306.38 | 075F | storage container
LBNL | 1972.27 | 075K | storage container
LBNL | 1972.27 | 075L | storage container
LBNL | 7741.97 | 075P | storage container
LBNL | 7741.97 | 075R | storage container
LBNL | 1972.27 | 075S | storage container
LBNL | 7741.97 | 075T | storage container
LBNL | 7741.97 | 075U | storage container
LBNL | 7741.97 | 075V | storage container
LBNL | 3057.25 | 075X | storage container
LBNL | 986.6 | 075Y | storage container
LBNL | 3057.25 | 075Z | storage container
LBNL | 8323.08 | 076A | Storage Container
LBNL | 8323.08 | 076D | Storage Container
LBNL | 8323.08 | 076H | Storage Container
LBNL | 8323.08 | 076J | Storage Container
LBNL | 89725.04 | 077J | Storage Container w/pwr & FP
LBNL | 89725.04 | 077K | Storage Container w/pwr & FP
LBNL | 89725.04 | 077L | Storage Container w/pwr & FP
LBNL | 89725.04 | 077M | Storage Container w/pwr & FP
LBNL | 89725.04 | 077N | Storage Container w/pwr & FP
LBNL | 7699.68 | 077P | Storage Container
LBNL | 89725.04 | 077Q | Storage Container w/pwr & FP
LBNL | 89725.04 | 077R | Storage Container w/pwr & FP
LBNL | 89725.04 | 077S | Storage Container w/pwr & FP
LBNL | 7783.35 | 085D | Storage Container
LBNL | 6953.06 | 085E | Storage Container
LBNL | 16292.16 | 085F | Storage Container
LBNL | 16292.16 | 085G | Storage Container
LBNL | 2179.15 | 085H | Storage Container
LBNL | 20027.98 | 085J | Storage Container
LBNL | 6953.06 | 085K | Storage Container
LBNL | 56799.59 | 088B | Storage Container
LBNL | 4162.46 | 088C | Storage Container
LBNL | 4556527.16 | 12KV SW ST A1 & A2 | Grizzly Peak at 36
LBNL | 3669749.62 | 12KV SW ST A3 (6) | Switching Station for the ALS
LBNL | 4377284.89 | 12KV SW ST A4-(35) | Original Lab Site Sw Station (near 45)
LBNL | 4292380.66 | 12KV SW ST A5 (66A) | East Canyon Sw Station (NE of 66)
LBNL | 7956846.98 | 12KV SW ST A6 (64C) | Blackberry Canyon Sw Station
LBNL | 3901.33 | 58B | Storage container
LBNL | 3329.42 | 58E | Storage for compressor
LBNL | 8167.69 | 74D | storage container
LBNL | 1196.24 | 77C | storage container
LBNL | 8167.69 | 83C | storage container
LBNL | 26547236.48 | ACEL-88" | 088 88" Cyclotrn (55 MeV/Prot)
LBNL | 106908432.84 | ACEL-ALS | 006 ALS Accelerator (1.2 GeV)
LBNL | 4242548.8 | ACEL-BIF - 56 | BIF ACCELERATOR - 56
LBNL | 261972.44 | ACEL-VDG2 | 062 Van De Graaf (2 MeV)
LBNL | 921747.98 | BRDG-VEH | Bridge (Vehicular)
LBNL | 5383024.34 | CABLES ELEC (8939) | 15 Kv Electrical Cables
LBNL | 798429.1 | CABLS,ELEC,TERT | Elec Cables, Tert 480v
LBNL | 493506.82 | CABLS,UNDGD,VOICE | Cables, Undergrd (Voice/Data)
LBNL | 3220550.69 | CT (34,37) | Cooling Towers
LBNL | 1352595.11 | CURB & GUTTER | Curb & Gutter
LBNL | 913394.45 | DIESEL GENERATOR | Generator located near 64
LBNL | 433250.6 | DRUM RACKS | Drum Storage Racks
LBNL | 24977117.6 | DUCTBANK | Ductbank
LBNL | 7744377.35 | EMERGENCY GENERATORS | Emergency Generators
LBNL | 9789869.13 | ENERGY CONTROL SYS | Energy Monitoring & Control System
LBNL | 1218166.64 | FENCE | FENCING
LBNL | 5787540.28 | FIRE ALARM CABLES | Cables, Undergrd (Fire Alarm)
LBNL | 11114.74 | GAS PUMP | Gas Pump by Bldg 76
LBNL | 817301.12 | GUARD RAILS | Guard Rails
LBNL | 14331497.06 | IPO 100-400 LSE | IPO, Lse-100/400-Production Seq Facility
LBNL | 44293.44 | IPO 903-LSE | IPO, Leased 903 - Whse.
LBNL | 9911084.72 | IPO 943-LSE | IPO, Leased 943-Oak Scien Fac
LBNL | 511033.19 | IPO-001 | IPO, Donner Laboratory
LBNL | 478604.93 | IPO-003 | IPO, Melvin Calvin Laboratory
LBNL | 170784.72 | IPO-005 | IPO, Building 5
LBNL | 500980.38 | IPO-006 | IPO, Building 6
LBNL | 110746.44 | LOAD DOCK/PLATFORM | Loading Dock and Parking Platform
LBNL | 9871.88 | PAGING SYSTEM | Communication/Paging System
LBNL | 2054820.88 | PIP, COMP AIR | Piping (Compressed Air)
LBNL | 3144292.2 | PIP, LCW | Piping (Low Conductivity Water)
LBNL | 2152988.72 | PIP, NAT GAS | Piping (Natural Gas)
LBNL | 1344852.22 | PIP, OTHER | Other, Water Lines (Treated Water)
LBNL | 10197436.18 | PIP, POTABLE | Piping (Potable, Domestic City Water)
LBNL | 2752850.36 | PKG, VEHIC | Parking (Vehicular)
LBNL | 4104243.74 | RD-PRIMARY | Road, Primary
LBNL | 1921777.12 | RD-SEC | Road, Secondary
LBNL | 4123533.13 | RET WALLS | Retaining Walls
LBNL | 1559561.32 | SECUR ENTRY SYS | Comm/Security Card Entry
LBNL | 1352498.48 | SEWAGE MONITER | Sewage Monitoring Systems
LBNL | 5508834.06 | SEWAGE PIPING | Piping (Gravity, Sewage)
LBNL | 6205832.46 | SIDEWLK | Sidewalk
LBNL | 10132818.16 | SITE/LANDSCPING | Site Prep, Grading, Landscapng
LBNL | 11656178.46 | STORM DRAIN/PIPE | Piping (Gravity, Storm Drain)
LBNL | 1670980.08 | STREET LIGHTING | Street Lighting
LBNL | 1 | TANK, UST - 55 | Undergrnd Storage Tank
LBNL | 1 | TANK, UST - 85 | Undergrnd Storage Tank
LBNL | 1 | TANKS, AST-SITEWIDE | Aboveground Storage Tanks
LBNL | 1 | TANKS, UST - 2 | Undergrnd Storage Tanks
LBNL | 1 | TANKS, UST - 66 | Undergrnd Storage Tanks
LBNL | 319582.58 | TANKS, UST - 76 | Unleaded Gasoline & Diesel
LBNL | 1552058.98 | TANKS, WATER | Storage, Water Tanks
LBNL | 12213207.46 | TELEPHONE SYS | Telephone System
LBNL | 2931380.7 | UNIT SUBSTATIONS | Sitewide Unit Substations
LBNL | 650460.83 | WASTE TREATMT | Indst/Hazard Waste Treatment Plant
LBNL | 108780.9 | WEATHER TOWER | Weather Tower by 44A
TOTAL | 344232413.34
MIT | 89999995 | 20.01.1 | Linear Accelerator
MIT | 46550 | 402030370 | Modulator Oil Structure
MIT | 75635 | 7111030372 | Seh Substation-5
MIT | 9310 | 7115030373 | Emergency Generator Struc
MIT | 436216 | 7119030374 | Electric Regulatr Station
MIT | 485786 | 7119030375 | Elec Line Regulator Sta
MIT | 312291 | 7121030376 | Water Tower Boiler System
MIT | 34699 | 7156030377 | Research Septic Tank System
MIT | 13491 | 7156030378 | Eng.Bldg. Spetic Tank System
MIT | 17100 | 7156030379 | Adm.Bldg. Septic Tank System
MIT | 222300 | 7165030380 | Gallery Evaporatv Coolers
MIT | 17288 | 7165030381 | Seh Hall Evaporatv Cooler
MIT | 247850 | 761030382 | Manning Road
MIT | 17100 | 801030383 | Admin. Bldg. Sidewalks
MIT | 74355 | 802030384 | Site Security Fence
MIT | 74355 | 803030385 | Site Parking Areas
MIT | 49570 | 809030386 | Service Road Lighting
TOTAL | 92133891
ORISE | 43020 | SITE KEYPAD ENTRY | SITE KEYPAD ENTRY
TOTAL | 43020
|  |  |  | Site Name | RPV | PROPERTY ID | PROP_NAME
ORNL (X-10) |  | 936 | ESD Twin Towers Walker Branch
ORNL (X-10) |  | 938 | ATDD/NOAA Stairway Tower
ORNL (X-10) |  | 939 | ATDD/NOAA
ORNL (X-10) |  | 0945A | Rain Gage 1 Site
ORNL (X-10) |  | 0945B | Rain Gage 2 Site
ORNL (X-10) |  | 0945C | Rain Gage 3 Site
ORNL (X-10) |  | 0945D | Rain Gage 4 Site
ORNL (X-10) |  | 0945E | Through-fall Experiment Site
ORNL (X-10) | 0 | 946 | Water Well, Bldg. 0907
ORNL (X-10) | 0 | 952 | E Weir Walker Br Wtrshed
ORNL (X-10) | 0 | 953 | W Weir Walker Br Wtrshed
ORNL (X-10) |  | 956 | Spring Water Pumphouse
ORNL (X-10) |  | 958 | Water Well No. 1
ORNL (X-10) |  | 960 | Water Well No. 2
ORNL (X-10) |  | 965 | Passenger Shelter, Overflow Parking
ORNL (X-10) | 0 | 1055 | Water Well No9 1505
ORNL (X-10) | 0 | 1057 | Tower Meterological-1000 Area
ORNL (X-10) |  | 1058 | Substation No. 7-2
ORNL (X-10) | 500000 | 1100-0000 | Bridges, Walking
ORNL (X-10) | 0 | 1553 | Service Pit For Bldg 1504
ORNL (X-10) | 0 | 1556 | Cooling Twr. For Esl (E)
ORNL (X-10) | 0 | 1557 | Cooling Twr. For Esl (W)
ORNL (X-10) | 0 | 1558 | N.W. Tributary Weir 1558
ORNL (X-10) |  | 1559 | Boat Shed
ORNL (X-10) |  | 1563 | Substation No. 234-4
ORNL (X-10) | 0 | 1566 | First Creek Monitoring Station
ORNL (X-10) | 6000000 | 1700-0000 | Bridges, Vehicular
ORNL (X-10) | 24000000 | 1700-0001 | Parking, Vehicular
ORNL (X-10) | 0 | 2061 | Stack Smoke
ORNL (X-10) |  | 2097 | Tower Cooling Marl-2026, Roof
ORNL (X-10) |  | 2519 | Steam Plant
ORNL (X-10) | 1500000 | 2519 AREA | 2519 Area Natural Gas Station
ORNL (X-10) | 150000 | 2519-0 | 2519-0 Generator
ORNL (X-10) | 100000 | 2519-1 | 2519-1 Generator
ORNL (X-10) | 500000 | 2519-2 | 2519-2 Generator
ORNL (X-10) | 500000 | 2519-3 | 2919-3 Generator
ORNL (X-10) | 750000 | 2519A | Standby Emer Gen for Steam Plant
ORNL (X-10) | 3000000 | 2521 | Sewage Treatment Plant
ORNL (X-10) | 100000 | 2521 AREA | 2521 Area Generator
ORNL (X-10) |  | 2521A | Sewage Treatment Aeration Basin
ORNL (X-10) |  | 2521F | Sewage Digester Building
ORNL (X-10) | 250000 | 2522 | Fuel Oil Tank
ORNL (X-10) | 1500000 | 2543 | East Aeration Pond
ORNL (X-10) | 1500000 | 2544 | West Aeration Pond
ORNL (X-10) |  | 2545 | Sewage Treatment Facility
ORNL (X-10) | 1000000 | 2555 | Fuel Oil Storage Facility
ORNL (X-10) |  | 2572 | Emergency Generator 2500
ORNL (X-10) | 0 | 2630 | Cask Component Drop Test
ORNL (X-10) |  | 2632 | 5000-KVA Substation
ORNL (X-10) |  | 2636 | West Precipitator
ORNL (X-10) |  | 2637 | East Precipitator
ORNL (X-10) |  | 2642 | Sentry Post 7, S. End, 3rd St.
ORNL (X-10) | 100000 | 2645 | Emergency Generator, Coal Handling
ORNL (X-10) |  | 2646 | Substation No. 33-6
ORNL (X-10) | 0 | 3000 | 3.8 KV Substation
ORNL (X-10) | 0 | 3020 | Cv & Og Exh. Stack-3020
ORNL (X-10) | 25000 | 3078 | Septic Tank for 3000 Pump Sta.
ORNL (X-10) | 0 | 3091 | Filters (For Bd. 3019)
ORNL (X-10) | 0 | 3123 | Emer. Gen. Storage House
ORNL (X-10) |  | 3131 | Emergency Generator
ORNL (X-10) |  | 3132 | Emer Gener for 3127, 3129, 3027
ORNL (X-10) |  | 3146 | Emerg Generator for 3020 Stack
ORNL (X-10) |  | 3153 | Envelope Systems Research Ctr.
ORNL (X-10) |  | 3501 | Sewage Pumping Sta.
ORNL (X-10) | 2000 | 3503A | Building 3503 Storage Pad
ORNL (X-10) |  | 3535 | Filter Enclosure, S Tank Farm
ORNL (X-10) | 0 | 3538 | Cooling Tower (For 3525)
ORNL (X-10) |  | 3584 | Solvent Operations Contaminent
ORNL (X-10) |  | 3598 | Emerg Gen For 3500 Area
ORNL (X-10) |  | 3609 | Substation No. 25-1-C
ORNL (X-10) |  | 3619 | White Oak Creek Flume
ORNL (X-10) |  | 4000 | 13.8/2.4 KV Secondary Substation
ORNL (X-10) | 150000 | 4100-0000 | TSF Tanks
ORNL (X-10) | 750000 | 4300-0000 | Tanks, Process Gas
ORNL (X-10) | 100000 | 4400-000 | Sewage Sludge Holding Tank at 2536
ORNL (X-10) |  | 4503 | Standby Emergency Generator for 4500N
ORNL (X-10) |  | 4509 | Compressor House
ORNL (X-10) | 2000000 | 4510 | Cooling Tower for 4509
ORNL (X-10) | 1500000 | 4511 | Cooling Tower for 4509
ORNL (X-10) | 0 | 4513 | Html Substation
ORNL (X-10) | 0 | 4516 | Html Cooling Tower
ORNL (X-10) | 1500000 | 4521 | Cooling Tower for Building 4509
ORNL (X-10) | 20000 | 4900-0000 | Water Dist. Sys. Maint Materials Storage
ORNL (X-10) | 400000 | 5100-0000 | Water Wells, Environmental Sciences Div.
ORNL (X-10) | 7645508 | 5500ACCELERATOR | Van De Graaf Entandem Accelerator 10 Mev
ORNL (X-10) | 25000 | 5507-AREA | Septic Tank
ORNL (X-10) | 0 | 5554 | Elect Substation For 5505
ORNL (X-10) | 0 | 6001 | Cooling Tower-6001
ORNL (X-10) | 10000000 | 6010ACCELERATOR | Oak Ridge Electron Linear Accelerator
ORNL (X-10) | 1500000 | 6551 | West Reservoir, Haw Ridge
ORNL (X-10) | 1500000 | 6552 | East Reservoir, Haw Ridge
ORNL (X-10) | 25000 | 6553 | Standby Generator and Valve Pit
ORNL (X-10) |  | 6555 | 30M Meteorological Tower-B
ORNL (X-10) |  | 7000 | Septic Tank for 7000 Area
ORNL (X-10) | 250000 | 7000 AREA | 7000 Area Natural Gas Metering Station
ORNL (X-10) |  | 7044 | Substation 27-8, West of 7003
ORNL (X-10) |  | 7063 | Emerg Gen For Bldg 7003
ORNL (X-10) |  | 7069E | Underground Storage Tank
ORNL (X-10) |  | 7069F | Underground Storage Tank
ORNL (X-10) |  | 7080 | Cardboard Compressor
ORNL (X-10) | 0 | 7099 | Pressure Reducing Valve Station
ORNL (X-10) |  | 7501 | Septic Tank
ORNL (X-10) | 100000 | 7503-AREA | Septic Tank
ORNL (X-10) | 100000 | 7506 AREA | 7506 Area Generator
ORNL (X-10) | 0 | 7571 | Tower Meterological-7002 Area
ORNL (X-10) |  | 7575 | SWSA #7 Burial Ground
ORNL (X-10) | 0 | 761100563 | Freels Bend Road
ORNL (X-10) |  | 7613 | Wast Retention Basin
ORNL (X-10) |  | 7614 | Exhaust Stack
ORNL (X-10) | 250000 | 7616 | Septic Tank
ORNL (X-10) |  | 7618 | Diesel Generator for 7600
ORNL (X-10) | 375000 | 7619 | Cooling Tower
ORNL (X-10) | 25000 | 7666-AREA TANK | Septic Tank
ORNL (X-10) |  | 7672 | Passenger Shelter, S. of Gate 7666 Area
ORNL (X-10) | 25000 | 7709-AREA TANK | Septic Tank
ORNL (X-10) | 2081191 | 7709REACTOR | Fast Burst Reactor (HPRR)
ORNL (X-10) | 50000 | 7710-AREA TANK | Septic Tank
ORNL (X-10) |  | 7734 | Freels Bend Area
ORNL (X-10) | 25000 | 7735-AREA TANK | Septic Tank
ORNL (X-10) | 25000 | 7750 | Septic Tank TSF, Manhole
ORNL (X-10) | 150000 | 7755 | DOSAR (HPRR) Reservoir
ORNL (X-10) |  | 7851 | Environmental Study Area #717
ORNL (X-10) | 100000 | 7860-AREA TANK | Septic Tank
ORNL (X-10) | 0 | 7864 | Gaging Station-E. Seep
ORNL (X-10) | 0 | 7865 | Gaging Station-W. Seep
ORNL (X-10) | 0 | 7866 | Sampl. Station-7500
ORNL (X-10) | 0 | 7867 | Wier-Melton Br
ORNL (X-10) | 0 | 7868 | Sampling Stat-Wht Oak Cr
ORNL (X-10) | 0 | 7869 | Monitor Sta 5
ORNL (X-10) | 0 | 7871 | Monitor Station 3
ORNL (X-10) | 0 | 7872 | Monitor Station 4
ORNL (X-10) |  | 7893 | Passenger Shelter, MV and Lagoon Road
ORNL (X-10) | 2000000000 | 7900REACTOR | High Flux Isotope Reactor
ORNL (X-10) | 772430 | 7902 | Cooling Twr (For 7900)
ORNL (X-10) | 0 | 7904 | Sewage Treatment Plant
ORNL (X-10) | 0 | 7911 | Stack (For 7900)
ORNL (X-10) |  | 7911A | Electrical Switch Room - 7920
ORNL (X-10) | 0 | 7911B | Monitoring Equipment Building for 7911
ORNL (X-10) |  | 7913 | Filter Pit for 7911 Stack
ORNL (X-10) |  | 7923 | Cooling Tower for REDC
ORNL (X-10) |  | 7950 | Environmental Study Area #851
ORNL (X-10) |  | 7967A | Melton Branch Subsurface Weir
ORNL (X-10) |  | 7967C | Underground Weir
ORNL (X-10) |  | 7984 | Passenger Shelter, Outside Portal 7955
ORNL (X-10) | 7500000 | 8700-0000 | Chilled Water Lines, Return
ORNL (X-10) | 3000000 | 8800-0000 | Steam Condensate Lines, Return
ORNL (X-10) | 50000000 | 8900-0000 | Electrical Cables, Secondary
ORNL (X-10) | 20000000 | 8900-0001 | Electrical Cables, Tertiary
ORNL (X-10) | 3000000 | 8900-0002 | Electrical Poles
ORNL (X-10) | 25000000 | 8900-0003 | Electrical Substations
ORNL (X-10) | 12000000 | 8900-0004 | Power Transformers (Buildings)
ORNL (X-10) | 7500000 | 8900-0005 | Distribution Transformers
ORNL (X-10) | 0 | 8910 | Central Utility Building - 8910CU
ORNL (X-10) | 0 | 8912 | Switch House - 8912SH
ORNL (X-10) | 0 | 8913 | Cooling Tower - 8913CT
ORNL (X-10) | 0 | 910028 | Billboard Bethel Valley Rd.
ORNL (X-10) | 0 | 910029 | Billboard Highway 95
ORNL (X-10) | 0 | 920000 | Elect. Sys. Plant Dist.
ORNL (X-10) | 0 | 920001 | Fire Alarm System
ORNL (X-10) | 2400000 | 920003 | Sidewalks
ORNL (X-10) | 3200000 | 920004 | Area Fences
ORNL (X-10) |  | 920005 | Off-Site Fences
ORNL (X-10) | 35000000 | 920013 | Steam Lines, Supply (Plant Wide)
ORNL (X-10) | 3000000 | 920014 | Water Lines, Nonpotable
ORNL (X-10) | 0 | 920015 | Comlpressed Air Ln Sys
ORNL (X-10) | 0 | 920016 | Sanitary Sewer, Underground
ORNL (X-10) | 0 | 920017 | Underground Water Lines, Fire Protection
ORNL (X-10) | 0 | 920021 | Telephone System
ORNL (X-10) |  | 920022 | West End Steam Distribution
ORNL (X-10) | 10000000 | 920023 | Storm Water Drainage System
ORNL (X-10) | 0 | 920029 | Off Gas Vent Sys. B
ORNL (X-10) | 5000000 | 920030 | Natural Gas Distribution Lines
ORNL (X-10) | 33000000 | 920050 | Roads, Secondary
ORNL (X-10) | 44000000 | 920051 | Roads, Tertiary
ORNL (X-10) | 22000000 | 920052 | Underground Water Line, Potable
ORNL (X-10) | 0 | 920054 | Egcr Transline, Fire, Tel
ORNL (X-10) | 0 | 920058 | Data Link To Y12
ORNL (X-10) | 0 | 920059 | X-10 Broadband
ORNL (X-10) | 7500000 | 920060 | Chilled Water Lines, Supply
ORNL (X-10) |  | 922501 | Offrsite Warning Device -Offsi
ORNL (X-10) | 5000 | 924500 | Sign Ornl
ORNL (X-10) | 0 | 940000 | Wells, Groundwater Monitoring - Capital
ORNL (X-10) |  | 940001 | Wells, Groundwater Monitoring - NonCapit
ORNL (X-10) | 0 | C20324 | Main Parking Area, South side
ORNL (X-10) | 0 | C20343 | Paved Areas, North and West side
ORNL (X-10) | 1500000 | SNS-TANK | SNS Tank
ORNL (X-10) |  | X150806 | Alarm Sys CC20 AP2 - 3508,2
ORNL (X-10) |  | X151029 | Reagent Water Sys-1505, 375
ORNL (X-10) |  | X151683 | Milli Q System 2D3-2024, 41
ORNL (X-10) |  | X152340 | Turbine Steam, 217HP-2519
ORNL (X-10) |  | X152654 | Turbine Steam, Copp - 2519
ORNL (X-10) |  | X152666 | Diesel Generator - 2519
ORNL (X-10) |  | X152670 | Turbine Steam, Cast - 2519
ORNL (X-10) |  | X152684 | Turbine Steam, Hot - 2519
ORNL (X-10) |  | X152703 | Turbine Steam, SN#7 - 2519
ORNL (X-10) |  | X153931 | Radio Frequency-7900, HB4
ORNL (X-10) | 300000 | X154324 | Klystron Tube Litt - 6010
ORNL (X-10) |  | X154802 | Condenser Air Cool-3508, OSide
ORNL (X-10) |  | X154803 | Condenser Air Cool -3508,OSide
ORNL (X-10) | 125000 | X155820 | Klystron Tube Var-6000,Storage
ORNL (X-10) |  | X155877 | Water Purifier Sys - 4501, 106
ORNL (X-10) | 1007302 | X155998 | Accelerator Tandem-3003, Accer
ORNL (X-10) |  | X156366 | Encolder MT160 KLIN-2019
ORNL (X-10) | 0 | X156613 | Boiler Water Tube-2519, HiBay
ORNL (X-10) |  | X156983 | Alarm Display SN #0-3508,Cage
ORNL (X-10) |  | X158159 | Fermentation System-4505, 26
ORNL (X-10) |  | X158160 | Reagent Water Sys - 4505, 26
ORNL (X-10) |  | X158684 | Radio Frequency-4500N,F33
ORNL (X-10) |  | X159377 | Transformer SN #331-4508, 130
ORNL (X-10) |  | X160670 | Transformer HeviD-4500N,SCell
ORNL (X-10) |  | X161210 | Radio Frequency-4508,130
ORNL (X-10) |  | X161565 | Transformer SN#116 - 4500S,B54
ORNL (X-10) |  | X162321 | Ref Magnetometer-4500S, G155
ORNL (X-10) |  | X162323 | Ref Magnotmeter-4500S, G155
ORNL (X-10) |  | X163087 | CPT Printer - 5500, Attic
ORNL (X-10) |  | X163371 | Ion Beam Kit Source-4500X,S119
ORNL (X-10) |  | X163891 | Transformer GE 225 - 6010, H
ORNL (X-10) |  | X163905 | Transformer 334 KVAS - 6010, B
ORNL (X-10) |  | X163906 | Transformer 480 V - 6010, B
ORNL (X-10) |  | X163907 | Transformer 334 KVAS-6010,Mod
ORNL (X-10) |  | X163909 | Transformer 334 KVAS - 6010, B
ORNL (X-10) |  | X164080 | Power Supply Mod8-6010, Cage
ORNL (X-10) |  | X164084 | Transformer 480 V - 6010, 226
ORNL (X-10) |  | X164115 | Transformer 750 KV-6010, OSide
ORNL (X-10) |  | X164116 | Transformer 225 KV-6010, OSide
ORNL (X-10) |  | X164117 | Transformer 750 KV-6010, OSide
ORNL (X-10) |  | X164196 | Grade Wtr Sys M1- 4500S, C247
ORNL (X-10) | 170399 | X164317 | Accelerator SN#60- 5500, 113
ORNL (X-10) |  | X164695 | Transformer 150 KV-3544, OSide
ORNL (X-10) |  | X165069 | Transformer 300 KV-6025, OSide
ORNL (X-10) | 71047 | X165861 | Ionization Gauge - 6000, 107
ORNL (X-10) |  | X166081 | Patch Panel B-6000,C103
ORNL (X-10) |  | X166085 | Patch Panel B-6000, C103
ORNL (X-10) | 350000 | X166095 | Magnet Positioner-6000, T106
ORNL (X-10) | 80726 | X167097 | Power Supply Sys S-6000,T308
ORNL (X-10) |  | X167238 | Substation Unit 2-6000, Blower
ORNL (X-10) |  | X167262 | Demineralizer Two-6000, T308
ORNL (X-10) |  | X167350 | Coulutron Velocity-7041, 4K31
ORNL (X-10) |  | X167947 | Reator Vessel Par-2024, 42
ORNL (X-10) |  | X168093 | Generator - 2011, Outside
ORNL (X-10) | 16714 | X168217 | Pressure Reactor-4505, Cage10
ORNL (X-10) | 16748 | X168218 | Pressusre Reactor-4505,Cage10
ORNL (X-10) |  | X168468 | Cooling Tower Marl-2029,OSide
ORNL (X-10) |  | X168469 | Transformer GE 112-2029, OSide
ORNL (X-10) |  | X168620 | Transformer 150 KV-2500, OSide
ORNL (X-10) |  | X168661 | Detection Unit Mdl - 2621,Cage
ORNL (X-10) |  | X168685 | Transformer 2256 KV-3025,OSide
ORNL (X-10) |  | X169114 | Transformer Dry We-4500N, Shop
ORNL (X-10) |  | X169272 | Roughing Pump Sta-6000, Bay
ORNL (X-10) |  | X169397 | Generator, SN#08736 - 3017
ORNL (X-10) |  | X169437 | Water Softener & - 3544, 1
ORNL (X-10) |  | X169822 | Radio Frequency-4500N,F33
ORNL (X-10) |  | X170158 | Generator, Diesel - 2088
ORNL (X-10) |  | X170160 | Cooling Tower Marl-2532, OSide
ORNL (X-10) |  | X170173 | Clorimetors -2521, 1
ORNL (X-10) | 586190 | X170827 | Accelerator -3003, Vandy
ORNL (X-10) |  | X171312 | Transformer HeviD - 7025
ORNL (X-10) | 0 | X172063 | Tower Meterological-3503, Bay
ORNL (X-10) |  | X172066 | Transformer 100KV-3001,OSide
ORNL (X-10) |  | X172227 | Transformer 300 KV- 4501,OSide
ORNL (X-10) |  | X172313 | Auto Badge Entry D-7900
ORNL (X-10) |  | X172314 | Auto Badge Entry D-7900
ORNL (X-10) |  | X172317 | Auto Badge Entry - 3042
ORNL (X-10) |  | X172318 | Auto Badge Entry - 3042
ORNL (X-10) |  | X172319 | Auto Badge Entry - 3010
ORNL (X-10) |  | X172320 | Auto Badge Entry - 3010
ORNL (X-10) |  | X172325 | Cable Patch Panel-6000, B
ORNL (X-10) |  | X172326 | Cable Patch Panel -6000, B
ORNL (X-10) |  | X172661 | Transformer 150 KV - 4500N
ORNL (X-10) |  | X172704 | Water Treatment Sys - 7930, 4
ORNL (X-10) |  | X173493 | Carrier CondnsgUnit-3026C,Roof
ORNL (X-10) |  | X173627 | Paging System SN#5-3017
ORNL (X-10) |  | X173700 | Tower Cooling 400-3026C, OSide
ORNL (X-10) |  | X173812 | Power Boiler - 7605
ORNL (X-10) | 0 | X174272 | Turbine Steam, 21HP - 2519
ORNL (X-10) |  | X174273 | Turbine Steam, 21HP - 2519
ORNL (X-10) | 0 | X174274 | Boiler Steam - 2519
ORNL (X-10) | 0 | X174275 | Boiler Steam - 2519
ORNL (X-10) | 0 | X174276 | Boiler Steam - 2519
ORNL (X-10) | 0 | X174277 | Boiler Furnace -2519
ORNL (X-10) |  | X174281 | Turbine Steam, Coppus - 2519
ORNL (X-10) | 615755 | X174461 | Ion Source 4MaSN#0-3003,Accer
ORNL (X-10) | 800000 | X174495 | Accelerator WaveGu-6010,Storag
ORNL (X-10) |  | X174516 | Turbine Steam, 5HP - 7500
ORNL (X-10) | 350000 | X174545 | Klystron Tube - 6010, Mod R
ORNL (X-10) | 350000 | X174546 | Klystron Tube - 6010, Mod R
ORNL (X-10) | 350000 | X174547 | Klystron Tube 6010, Mod R
ORNL (X-10) | 350000 | X174548 | Klystron Tube - 6010, Mod R
ORNL (X-10) | 350000 | X174549 | Klystron Tube - 6010, Mod R
ORNL (X-10) | 350000 | X174550 | Klystron Tube - 6010, Mod R
ORNL (X-10) |  | X174659 | Turbine Steam, 60HP - 3039
ORNL (X-10) | 3733766 | X174786 | Accelerator Vandeg-5500,211
ORNL (X-10) | 30000000 | X175092 | Accelerator Tandem-6000, TOW
ORNL (X-10) |  | X175711 | Waste Disposal - 1505, 153
ORNL (X-10) |  | X175777 | Fence Protect Sys- 3019
ORNL (X-10) |  | X175778 | Signal Processor Sys-3019,OSid
ORNL (X-10) |  | X175779 | Signal Processor Sys-3019,OSid
ORNL (X-10) |  | X175780 | Signal Processor Sys-2621,Cage
ORNL (X-10) |  | X175846 | Diesel Generator Set - 3123, 0
ORNL (X-10) |  | X175860 | Water Colled Condnsr-2018,Shop
ORNL (X-10) |  | X176264 | Transformer 225 KV-3017, OSide
ORNL (X-10) |  | X176364 | Cable Patch Panel-6000SA,NBase
ORNL (X-10) |  | X176365 | Cable Patch Panel-6000, MEZZ
ORNL (X-10) |  | X176545 | Complete Electron - 6010
ORNL (X-10) |  | X176546 | Complete Electron - 6010
ORNL (X-10) |  | X176547 | Complete Electron - 6010
ORNL (X-10) |  | X176549 | Electron Injection - 6010
ORNL (X-10) | 712542 | X176552 | Accelerator - 6010, B
ORNL (X-10) | 350000 | X176563 | Klystron Tube SN#2- 6010,Conso
ORNL (X-10) | 350000 | X176564 | Klystron Tube SN202-6010, Con
ORNL (X-10) |  | X177799 | Emergency Generator - 4500S
ORNL (X-10) |  | X177800 | Emergency Generator-4500N K135
ORNL (X-10) | 0 | X177874 | Tower Meterologica-110 CRBR
ORNL (X-10) |  | X180000 | Electron Injection - 6010
ORNL (X-10) |  | X180140 | Carrier Slug - 3019, 9860
ORNL (X-10) |  | X180201 | Carrier Slug - 3042, Conta
ORNL (X-10) |  | X180379 | Neutron Shipping C-7920, Conta
ORNL (X-10) |  | X180740 | Transformer 13.8 KV - 901
ORNL (X-10) |  | X182064 | Boosstivac Pump Sta-4500S,B247
ORNL (X-10) |  | X182065 | Boostivac Pump Sta- 4500S,B247
ORNL (X-10) |  | X182260 | Console Radio 8 Ch-4500S, T20
ORNL (X-10) | 0 | X182293 | Silo, Diatomaceous Storage
ORNL (X-10) | 0 | X182294 | Silo, Lime Storage
ORNL (X-10) |  | X182332 | Transformer West 2-6000
ORNL (X-10) |  | X182333 | Transformer West 1-6000,T308
ORNL (X-10) |  | X182334 | Transformer West1-6000,T308
ORNL (X-10) |  | X182335 | Transformer West7-6000, T308
ORNL (X-10) |  | X182336 | Transformer West 1 - 4509
ORNL (X-10) |  | X182420 | Transformer - 2525
ORNL (X-10) |  | X182813 | Transformer - 4512, 116
ORNL (X-10) |  | X182954 | Turbine Steam, 65 HP - 3039
ORNL (X-10) |  | X182960 | Turbine Steam - 3039
ORNL (X-10) | 0 | X183092 | Router (Cisco Agst)-Midway 97B
ORNL (X-10) |  | X183338 | Condensing Unit - 3505
ORNL (X-10) |  | X183459 | Microwave Signal Trans-3500
ORNL (X-10) |  | X183460 | Microwave Signal Trans-3500
ORNL (X-10) |  | X183728 | Transformer 100KV-4508, SCreek
ORNL (X-10) |  | X183729 | Transformer 750KVA-3047,OSide
ORNL (X-10) |  | X183730 | Transformer 1000KV-4508,SCreek
ORNL (X-10) |  | X183731 | Transformer 750 KVA - 7033
ORNL (X-10) |  | X183732 | Transformer Elec 1 - 7033
ORNL (X-10) | 0 | X183845 | Transformer, 5510 Outside
ORNL (X-10) |  | X183897 | Transformer 225RV - 6011
ORNL (X-10) |  | X184004 | Cooling Tower - 3517
ORNL (X-10) | 0 | X184181 | Industrial Floor Scales - 7831
ORNL (X-10) | 0 | X184269 | Environmental Monitoring Shelter - 7900
ORNL (X-10) | 0 | X184270 | Environmental Monitoring Shelter - 7900
ORNL (X-10) | 0 | X184271 | Environmental Monitoring Shelter - 7601
ORNL (X-10) |  | X184438 | Alarm System -3029
ORNL (X-10) | 0 | X184528 | Water Data Monitoring Sta- 853
ORNL (X-10) |  | X184683 | Badge Reader - Burial #4
ORNL (X-10) |  | X184685 | Badge Reader - SWSA6
ORNL (X-10) |  | X184687 | Badge Reader - SWASA 5
ORNL (X-10) |  | X184689 | Badge Reader - 3606, 101
ORNL (X-10) | 0 | X184699 | Substation, Secondary Metal Sub for 4509
ORNL (X-10) | 0 | X184700 | Substation, Secondary Metal Sub at 4509
ORNL (X-10) |  | X185197 | Purifier - 1506, 120
ORNL (X-10) |  | X185479 | Cooling Tower -2026, Roof
ORNL (X-10) |  | X185557 | Cooling Tower - 3047, Roof
ORNL (X-10) |  | X185589 | Cooling Tower - 3025, Roof
ORNL (X-10) |  | X185623 | Exit Device - 3019, Out Door
ORNL (X-10) |  | X185994 | Emergency Generator - 3125
ORNL (X-10) |  | X186256 | Radion Frequency-920102,ICRF
ORNL (X-10) | 0 | X186348 | Steam Boiler-7603
ORNL (X-10) |  | X186370 | Radio Frequency-3003
ORNL (X-10) | 0 | X186665 | Demineralizer-3004 Area
ORNL (X-10) | 0 | X186667 | Demineralizer-7900 Area
ORNL (X-10) |  | X186825 | Microwave System-2026, 103
ORNL (X-10) |  | X187019 | Turbine Steam - 2519, ID#1
ORNL (X-10) |  | X187068 | Decontam Pad (Grating)-WAG5
ORNL (X-10) |  | X187100 | Chilling Tower 100 Ton
ORNL (X-10) |  | X187170 | Cooling Tower 100 - 2001,Oside
ORNL (X-10) |  | X187173 | Power Supply-3080 Lab
ORNL (X-10) |  | X187355 | Recorder, Universal Input-2531
ORNL (X-10) |  | X187358 | 72"Conveyor Modl 1650-4515,230
ORNL (X-10) |  | X187385 | Amps Radio Signals-6000, 102
ORNL (X-10) |  | X187422 | Mini Cooling Tower-6000, Roof
ORNL (X-10) |  | X187452 | Network ATM Analyzer-6012, 115
ORNL (X-10) |  | X187459 | H2O Purification Kit-5510, 118
ORNL (X-10) |  | X187723 | Fuel Control System-7069,Gas
ORNL (X-10) |  | X187772 | Ash Conditioner
ORNL (X-10) |  | X187778 | Ash Conditioner
ORNL (X-10) |  | X187950 | Steam Turbine -2519
ORNL (X-10) | 0 | X188036 | Sludge Dewatering System
ORNL (X-10) | 223468 | X188344 | Analyzer Magnet B-6010, B
ORNL (X-10) | 0 | X188364 | Transformer, Three Phase Outside 7900
ORNL (X-10) | 0 | X188365 | Transformer, Three Phase Outside 7900
ORNL (X-10) | 0 | X188370 | Transformer, Three Phase Outside 7900
ORNL (X-10) | 0 | X188371 | Transformer, Three Phase Outside 7900
ORNL (X-10) | 0 | X188655 | Boiler, Steam (#6) at 2519
ORNL (X-10) | 664773 | X188736 | Secondary Server, SACS
ORNL (X-10) | 664773 | X188737 | Com Server, SACS
ORNL (X-10) | 664773 | X188738 | Primary Server, SACS
ORNL (X-10) | 5820500 | X188798 | Ion Source, SNS Front End System - 8100
ORNL (X-10) | 6699300 | X188799 | RFQ, SNS Front End System - 8100
ORNL (X-10) | 8334600 | X188800 | MEBT, SNS Front End System - 8100
ORNL (X-10) | 39500 | X188871 | Transformer, Power - Outside 7977
ORNL (X-10) | 0 | X920012 | Parking Area, North
ORNL (X-10) | 0 | X920020 | Bridge, 6011 Vehicular Culvert Crossing
ORNL (X-10) | 0 | X920034 | Bridge, Vehicular - HTML (4515)
ORNL (X-10) |  | X920045 | Parking Area - 45
ORNL (X-10) | 508900 | X920046 | Parking Area, 4500N
ORNL (X-10) | 75500 | X920053 | Parking Area, South Side Avenue
ORNL (X-10) | 250000 | X920062 | Parking Area, Southside Fifth Street
ORNL (X-10) | 96500 | X920063 | Parking Area, 7000
ORNL (X-10) | 165000 | X920064 | Parking Area, Sixth Street
ORNL (X-10) | 0 | X920100 | Parking Area, Graphite Reactor Visitors
ORNL (X-10) | 0 | X920901 | Substation, 0901
ORNL (X-10) | 0 | X922501 | Alarm System, Safety (Off-Site Warning D
ORNL (X-10) | 467000 | X926026 | Parking Area, 6026 North Lot
ORNL (X-10) | 1154000 | X926027 | Parking Area, 6026 South Lot
ORNL (X-10) | 0 | XF1304 | Silo E
ORNL (X-10) |  | XG1410 | Freels Bend, Shielding Wall Donkey Arena
ORNL (X-10) | 0 | XH1403 | Freels Bend, Lagoon 2
ORNL (X-10) |  | XH1404 | Freels Bend, Underground Silo
TOTAL | 2434740905
ORO | 1372160 | 761100559 | Egcr Access Road
ORO | 278000 | 761100560 | Booster Pump Station Road
ORO | 3093723 | 761100561 | Old Bethel Valley Road
ORO | 11643200 | 761100562 | New Bethel Valley Road
ORO | 763527 | 761100566 | Power House Road
ORO | 13321280 | 761100567 | Bear Creek Road
ORO | 120000 | 761100568 | Sludge Disposal Road
ORO | 292039 | 761100569 | Pumphouse Road
ORO | 5000 | 7620 | Clark Center Life Guard Stand
ORO | 744000 | 802100571 | Cemetery Fences
ORO | 120000 | 802100572 | Bldg 1916t2 Fence
ORO | 85000 | 802100573 | Bldg. 1916t2a Fence
ORO | 0 | 803100010 | Parking Areas - Supply
ORO | 750000 | 803100011 | Parking Areas - OSTI
ORO | 300000 | 803100576 | West 1916t2 Parking Area
ORO | 200000 | 803100578 | East 1916t2 Parking Area
ORO | 520951 | AVENUES G, J, M | Avenues G, J, and M
ORO | 1253224 | BULL BLUFF ROAD | Bull Bluff Road
ORO | 597700 | CHESTNUT RIDGE ROAD | Chestnut Ridge Road
ORO | 633600 | EAST PORTAL ROAD | East Portal Road
ORO | 130000 | FB-2 | DOE ORO Fuel Station
ORO | 295680 | FLANNIGAN'S LOOP RD | Flannigan's Loop Road
ORO | 417000 | GAS LINE ACCESS ROAD | Gas Line Access Road
ORO | 733920 | MT. VERNON ROAD | Mt. Vernon Road
ORO | 513744 | NURSERY ROAD | Nursery Road
ORO | 417000 | OLD BEAR CREEK RD | Old Bear Creek Road
ORO | 1038052 | PERIMETER ROAD | Perimeter Road
ORO | 130000 | Y-12 W FUEL STATION | Y-12 West Fuel Station
TOTAL | 39768800
PPPL | 2535692 | 011502CWL | Canal to Water Tower Line
PPPL | 116861 | 030402MT | MET Tower
PPPL | 19100870 | 031802NSTXSS | NSTX Support Systems
PPPL | 94938149 | 031902RP | TFTR Reactor Parts
PPPL | 1908305 | 09246A | Fire Alarm System
PPPL | 40605 | 09246B | Fire Sprinkler System
PPPL | 4167244 | 102301PC | Roads, Walks and Paved Areas Combined
PPPL | 1506283 | 103001STC | Steam Generation & Distribution
PPPL | 864267 | 103001TC | Fuel Storage & Containment Facilities
PPPL | 88757 | 111001SWC | Sewer System
PPPL | 276544 | 403030283 | Gas Facility (Gasoline Tanks)
PPPL | 298106 | 403030284 | D Site Helium/Gas Yard
PPPL | 55040 | 406030286 | Radwaste Storage Yard
PPPL | 22321730 | 7119030290 | D Site Electric Utility
PPPL | 25141866 | 7119030291 | C Site Electric Utility
PPPL | 985283 | 7119030292 | Building Automation System (BAS)
PPPL | 345343 | 7119030299 | 4 Dry Core Transformer Units East Wing
PPPL | 8711090 | 7131030298 | C/D Water Utility System
PPPL | 144488 | 7132030301 | Mg Free Cooling Ext. Pipe
PPPL | 953919 | 7164030307 | Retention Basin
PPPL | 116380 | 802030316 | D Site Fences
PPPL | 263632 | 811030324 | Support Structure - ICRF Power to MockUp
PPPL | 1517861 | 811030325 | C Site Prep-Grading
PPPL | 7305 | 811030326 | D Site Prep-Grading
PPPL | 164982 | 811030335 | Natural Gas Piping
TOTAL | 186570602
SLAC | 87136474 | 1 | Acceleration Housing
SLAC | 115912249 | 2 | Klystron Gallery
SLAC | 1014435.88 | 4 | Research Area Substation
SLAC | 10176967.58 | 5 | Main Control Center
SLAC | 271119.02 | 7 | BSY Substation
SLAC | 248961.48 | 8 | Test Cell Facility
SLAC | 53578612 | 9 | Beam Switch Yard
SLAC | 3105918 | 10 | Damping Ring Vault - South
SLAC | 4168710 | 11 | Damping Ring Vault - North
SLAC | 3542612.44 | 16 | Master Substation
SLAC | 1735894 | 20 | Damping Ring R.F South
SLAC | 1735894 | 21 | Damping Ring R.F North
SLAC | 141195.57 | 025S | LFB Substation
SLAC | 200156.36 | 026S | Sbst 2nd Heavy Assembly (B026S)
SLAC | 197673.8 | 040S | Sbst 2nd Central Lab (B040S)
SLAC | 15087074.03 | 44 | Test Laboratory
SLAC | 484099.11 | 45 | Test Lab Facility
SLAC | 1261760.87 | 045S | Test Lab Substation
SLAC | 116369.97 | 050S | Sbst 2nd Computer (B050S)
SLAC | 4927897.5 | 60 | ESA Counting House
SLAC | 21286380 | 61 | End Station A
SLAC | 12848178 | 62 | End Station B
SLAC | 31566.25 | 101C | Chemical Storage Building
SLAC | 61443.35 | 105 | East FFTB I & C Bldg
SLAC | 59891.75 | 106 | West FFTB I & C Bldg
SLAC | 1042675 | 108 | PS Bldg for ESA
SLAC | 618435 | 116 | Spear East Pit
SLAC | 688973.23 | 117 | Spear Control Bldg
SLAC | 760648 | 118 | Spear Power Supply Bldg
SLAC | 10460536.62 | 120 | SSRL North Annex
SLAC | 32969.19 | 1200C | Chemical Storage Building
SLAC | 59581.42 | 1200M | Motor Control Building
SLAC | 35073.61 | 1201C | Chemical Storage Building
SLAC | 81924.46 | 1201M | Motor Control Building
SLAC | 31800.07 | 1202C | Chemical Storage Building
SLAC | 79441.9 | 1202M | Motor Control Building
SLAC | 610280.85 | 121 | Test Beam Facilities
SLAC | 88034.76 | 122 | New SPEAR Klystron Shelter
SLAC | 1296409.83 | 127 | Helium Compression
SLAC | 220254.11 | 128 | NLCTA Control Facility
SLAC | 1861919.64 | 130 | Bldg. Perm SSRL West Exp.
SLAC | 6307562.26 | 131 | SSRL South Arc
SLAC | 5884679 | 132 | Crane Shelter West Pit
SLAC | 49651.19 | 135 | MG Set Control Bldg.
SLAC | 157135 | 136 | SLC Power / Ic #1
SLAC | 1985100 | 140 | SSRL Injector Shelter
SLAC | 31683.16 | 1701C | Chemical Storage Building
SLAC | 99302.38 | 209 | Electronics Vinnel Building
SLAC | 260668.75 | 215 | Vinnell HBC Control
SLAC | 297907.14 | 221 | Control Bldg East Pit
SLAC | 207625 | 223 | Final Focus Test Beam
SLAC | 34403.51 | 231 | ARD-B HV Test Lab
SLAC | 110208 | 292 | Microwave Trailer
SLAC | 167048.74 | 308 | Synchronous Condenser Building
SLAC | 67029.1 | 311 | Master Sub Bldg.
SLAC | 123234 | 405 | Research Yard Storage Shed
SLAC | 189744.52 | 406 | B/L 6 Test Building
SLAC | 297363.94 | 407 | Final Focus Test Beam Laser
SLAC | 12166.27 | 407C | Plasma Wakefield Accelerator Trailer
SLAC | 19173.57 | 436 | Laser Storage Building
SLAC | 5508.61 | 443 | Radio Bldg
SLAC | 747176 | 447 | HWSA
SLAC | 112076.4 | 460 | Waste Water Treatment Plant
SLAC | 74269.29 | 461 | Deionized Water Facility
SLAC | 450584.55 | 475 | Pipe & Welding Shop
SLAC | 46237.67 | 476 | ESA PPS Support Building
SLAC | 340214.03 | 478 | Radioactive Waste Storage Area
SLAC | 263870.47 | 480 | Radioactive Storage
SLAC | 229947.07 | 501 | Sbst 2nd End Station B/NLCTA
SLAC | 137161.41 | 502 | Substation
SLAC | 330490.73 | 507 | SPEAR Substation
SLAC | 268116.42 | 513 | Substation (B513)
SLAC | 234601.87 | 519 | K-1 Substation
SLAC | 68270.38 | 520 | Bldg. 081 General Svcs Substation
SLAC | 56678575 | 600 | Pep Ring Accelerator Housing
SLAC | 98872 | 603140151 | Bldg Perm Transp Tire Shop (B126)
SLAC | 3176723 | 603140152 | Utility Housing ESA (B061)
SLAC | 1699856 | 603140153 | Utility Housing ESB (B062)
SLAC | 60375 | 603140154 | Deuterium Storage Enclosure (B222OS)
SLAC | 39077.3 | 610 | Experimental Building E 137
SLAC | 36286 | 611 | Counting House E 137
SLAC | 5982775.56 | 620 | IR 2 Hall
SLAC | 127198 | 620A | IR 2 Hall Annex
SLAC | 878508.79 | 621 | IR 2 Counting House
SLAC | 389883.71 | 625 | IR 2 Support Bldg
SLAC | 274322.83 | 626 | IR 2 Electrical Bldg.
SLAC | 283270.04 | 636 | IR 2 Gas House
SLAC | 957353.56 | 640 | IR 4 Hall
SLAC | 316714.71 | 641 | IR 4 Counting House
SLAC | 1413262.35 | 645 | IR 4 Support Building
SLAC | 314354.1 | 646 | IR 4 Substation
SLAC | 255202 | 647 | IR 4 Power Supply Building
SLAC | 378444.27 | 650 | SSRL Pep 5b
SLAC | 2905532.44 | 660 | IR 6 Hall
SLAC | 271937.4 | 661 | IR 6 Counting House
SLAC | 114339.98 | 665 | IR 6 Support Building
SLAC | 289838.82 | 666 | IR 6 Electrical Building
SLAC | 297907.14 | 669 | SLC Power Supply
SLAC | 157441.11 | 675 | Reg 7 Support Building
SLAC | 3329507.73 | 680 | IR 8 Hall
SLAC | 3536812.85 | 685 | IR 8 Support Building
SLAC | 333593.93 | 686 | Enclosed Electrical Building
SLAC | 158883.8 | 687 | 230 KV Transformer Protection
SLAC | 2111312 | 701140155 | Other Structures BSY (B005S)
SLAC | 89233 | 701140156 | Colliding Beam Interact East (B116)
SLAC | 266279 | 701140157 | Colliding Beam Interact West (B119)
SLAC | 503340 | 701140158 | Storage Ring Shelter
SLAC | 2561782 | 701140159 | Beam Dump East (B063)
SLAC | 22956465 | 701140160 | Final Focus Test Beam Line
SLAC | 21000 | 701140161 | EFD Experimental Area
SLAC | 2399 | 701140162 | Lead and Cryo Storage
SLAC | 304857 | 701140163 | General Services Area Storage
SLAC | 498976.77 | 705 | IR 10 Support Bldg
SLAC | 181537.16 | 706 | IR 10 Electrical Building
SLAC | 233761 | 7111140220 | Sbst 2nd Computer (B050S)
SLAC | 40458 | 7111140221 | Sbst 2nd A&E (B041S)
SLAC | 52164 | 7111140222 | Sbst 2nd Crafts Shop (B035S)
SLAC | 487268 | 7111140223 | Sbst 2nd HBC
SLAC | 40467893 | 7111140224 | Substation Master (B016S)
SLAC | 1587956 | 7111140225 | Sbst 2nd Test Lab (B044S)
SLAC | 57819 | 7111140226 | Sbst 2nd Utility (B023)
SLAC | 480955 | 7111140227 | Sbst 2nd Fabrication (B025S)
SLAC | 5000000 | 7111140228 | Sbst 2nd Beam Switchyard (B505)
SLAC | 251779 | 7111140229 | Sbst 2nd Heavy Assembly (B026S)
SLAC | 270695 | 7111140230 | Sbst 2nd Central Lab (B040S)
SLAC | 2450444 | 7111140231 | Sbst 2nd End Station A (B061S)
SLAC | 3656754 | 7111140232 | Sbst 2nd Klystron Gallery (B002)
SLAC | 5255254 | 7112140233 | Transmission Line 220 Kva
SLAC | 36982209 | 7117140234 | Electric Distribution System
SLAC | 1322944 | 7117140235 | Sbst 2nd End Station B/NLCTA (B501)
SLAC | 2734639 | 7117140236 | Sbst 503 Test Lab (B503)
SLAC | 885055.79 | 7117140237 | SubSta Test Lab (44S)
SLAC | 757365 | 7117140238 | SubSta 2nd Beam Switchyard
SLAC | 365000 | 7117140239 | Research Yard Transformer
SLAC | 295000 | 7117140240 | Substation for Bldg. #140
SLAC | 205000 | 7117140241 | Substa for LOS Bldg #137
SLAC | 400000 | 7117140242 | SLC Electrical Pad
SLAC | 162660 | 7117140243 | SubSta SPEAR RF PS (514)
SLAC | 175564 | 7117140244 | IR 10 Electrical Pad
SLAC | 2000000 | 7162140235 | Tower Cooling Utility (101CT)
SLAC | 2764005 | 7162140236 | Tower Cooling Klystron Gallery (1201CT)
SLAC | 4825453 | 7162140237 | Tower Cooling 1701 (1701CT)
SLAC | 4825453 | 7162140238 | Tower Cooling Injection (1200CT)
SLAC | 2764005 | 7162140239 | Cooling Tower (1202)
SLAC | 2390439.64 | 720 | IR 12 Hall
SLAC | 3271179 | 721140238 | Trench Communications (214-OS)
SLAC | 2108099.37 | 725 | IR 12 Support Bldg
SLAC | 296045.22 | 726 | IR 12 Substation
SLAC | 36626622 | 748 | Collider North Arc
SLAC | 39312615 | 749 | Collider South Arc
SLAC | 14489231.68 | 750 | Experimental Hall
SLAC | 395347.6 | 757 | Mark II Power Supply Bldg
SLAC | 180606.2 | 758 | SLD Power Supply
SLAC | 2400000 | 761140239 | Roads & Streets
SLAC | 87820.54 | 763 | SLD Gas House
SLAC | 10307.53 | 764 | Laser Building
SLAC | 9159069 | 764140240 | Bridge Storage Ring
SLAC | 40334.65 | 765 | SLD Storage
SLAC | 17438.32 | 766 | SLD Fast Bus House
SLAC | 8223217 | 801140241 | Paved Area
SLAC | 578709 | 801140242 | Walks
SLAC | 1329420 | 802140243 | Fence
SLAC | 588485 | 811140244 | Compressed Air Dist Sys
SLAC | 5258577 | 811140245 | Helium Distribution System
SLAC | 379017 | 811140246 | Natural Gas Dist System
SLAC | 15992501 | 811140247 | Water Distribution System
SLAC | 960281 | 811140248 | Water Treat Sys Utility
SLAC | 64311 | 811140250 | Well Radiation Monitoring
SLAC | 15459 | 811140251 | Sign Main Entrance
SLAC | 301882 | 811140252 | Wall Retaining
SLAC | 472329 | 811140253 | Water Treat Sys Fab
SLAC | 5839595 | 811140254 | Site Prep Grading & Lands
SLAC | 2485116 | 811140255 | Sewerage System
SLAC | 387603 | 811140256 | Outdoor Sprinkler Sys
SLAC | 6110497 | 811140257 | Stormwater Drainage Sys
SLAC | 4249654 | 811140258 | Water Treat Sys BSY
SLAC | 463363 | 811140259 | Wall Retaining 8
SLAC | 172374 | 811140260 | Wall Retaining 15
SLAC | 338650 | 811140261 | Wall Retaining 14
SLAC | 255509 | 811140262 | Wall Retaining 13
SLAC | 338650 | 811140263 | Wall Retaining 12
SLAC | 255509 | 811140264 | Wall Retaining 11
SLAC | 227797 | 811140265 | Wall Retaining 10
SLAC | 671212 | 811140266 | Wall Retaining 9
SLAC | 5239022 | 811140267 | Fire Alarm System
SLAC | 560360 | 811140268 | Wall Retaining 7
SLAC | 352511 | 811140269 | Wall Retaining 6
SLAC | 338650 | 811140270 | Wall Retaining 5
SLAC | 255509 | 811140271 | Wall Retaining 4
SLAC | 227797 | 811140272 | Wall Retaining 3
SLAC | 205641 | 811140273 | Wall Retaining 2
SLAC | 205641 | 811140274 | Wall Retaining 1
SLAC | 639233 | 811140276 | Nitrogen System
SLAC | 43302 | 811140277 | Wall Retaining Storage Ring
SLAC | 1950977 | 811140278 | Telephone System
SLAC | 214495 | 811140279 | IR2 CRYO Control Room
SLAC | 199100 | 811140280 | MKII Gas House
SLAC | 199103 | 811140281 | IR 2 Gas Shack
SLAC | 1800000 | 811140282 | IR 2 Mehanical Pad with Roof
SLAC | 1800000 | 811140283 | IR4 Mechanical Pad with Roof
SLAC | 1800000 | 811140284 | IR 8 Mechanical Pad with Roof
SLAC | 1800000 | 811140285 | IR 12 Mechanical Pad with Roof
SLAC | 107520 | 811140286 | LFB Boiler Plant
SLAC | 29118 | 811140287 | Deionized Water Reuse System
TOTAL | 797635136.97
TJNAF | 203460 | 14 | Cooling Tower
TJNAF | 158460 | 44 | Cooling Tower
TJNAF | 158460 | 65 | Cooling Tower
TJNAF | 158460 | 93 | Cooling Tower
TJNAF | 11249505 | 94 | Hall B (incl. truck ramp & beam dump)
TJNAF | 20461740 | 96 | Hall C (incl. truck ramp & beam dump)
TJNAF | 23875593 | 101 | Hall A (incl. truck ramp and beam dump)
TJNAF | 352000 | 103 | ESR Cooling Tower
TJNAF | 36281924 | 999 | Beam Tunnel Facility
TJNAF | 1267659 | COMM | Telecommunication
TJNAF | 1453056 | ELECTRICIAL SYSTEM | Site Wide Elect Distribution System
TJNAF | 259403 | FENCING | Accel Site Security Fence
TJNAF | 2214878 | LCW SYSTEM | Low Conductivity Water System
TJNAF | 959819 | PARKING | Sitewide Parking
TJNAF | 1508213 | POTABLE WATER SYSTEM | Sitewide Potable Water System
TJNAF | 1630675 | ROADS | Sitewide Roads
TJNAF | 369537 | SEWAGE SYSTEM | Sitewide Sewage System
TJNAF | 132797 | SIDEWALKS | Sitewide Sidewalks
TJNAF | 2863936 | SITE PREPARTION | Site Prepartion
TJNAF | 219998 | STORM DRAINAGE | Sitewide Storm Drainage System
TOTAL | 105779573
Y-12 Plant | 1000000 | 1416 | Bear Creek Reservoir
Y-12 Plant | 1000000 | 1417 | Bear Creek Reservoir
Y-12 Plant | 0 | 9204-01 SY | Scrap Yard (Building 9204-01)
TOTAL | 2000000
Grand TOTAL | 6593332693.54
dB: V37cus2K
Query: SC Total OSF RPV
Run Date: Dec 17, 2003

## OSF RPV for Cat 3000 Non-Excess
SITE NAME | OSF RPV 3000 Series | Excessed | PROPERTY ID | PROPERTY NAME
ANL-E | 5409210 | N | 63 | Intense Pulse Neutr Srce Linac
ANL-E | 6466986 | N | 64 | Intense Pulse Neutr Srce Rcs
ANL-E | 6710588 | N | 65 | Ipns Neutron Source
ANL-E | 22988366 | N | 66 | Argonne Tandem Accl Sys Linac
ANL-E | 4969706 | N | 67 | Argonne Tandem Accl Sys Tandem
ANL-E | 1123504 | N | 68 | Dynamitron - Building 203
ANL-E | 363948 | N | 69 | Van De Graff - Bldg 203
ANL-E | 1541505 | N | 70 | Linear Accelerator - Bldg 211
ANL-E | 230022 | N | 72 | Van De Graff - Bldg 211
ANL-E | 3001076 | N | 76 | Zero Power Reactor Vi
ANL-E | 1372038 | N | 77 | Zero Power Reactor Ix
ANL-E | 122531454 | N | 79 | APS STORAGE RING
ANL-E | 80333300 | N | 80 | APS EXP BEAMLINES & FRONT ENDS
ANL-E | 19202261 | N | 81 | APS LINAC
ANL-E | 26757668 | N | 82 | APS SYNCHROTRON
ANL-E | 1830916 | N | 83 | APS LOW ENERGY TRANSPORT LINE
ANL-E | 2150138 | N | 84 | APS HIGH ENERGY TRANSPORT LINE
ANL-E | 9100400 | N | 85 | APS POSITRON ACCUMULATOR RING
TOTAL | 316083086
BNL | 41793818.74 | N | 1010-TVG | Tandem Van Degraaff
BNL | 239183943.3 | N | 1020-AGS | Ags Bldg 913
BNL | 3496865.34 | N | 1030-VDG | Van Degraff Gen
BNL | 10559545.81 | N | 1040-CYCL | 60 In Cyclotron
BNL | 540380.3 | N | 1050-VDG | Van Degraaff Gen 465
BNL | 387362.04 | N | 1060-SFMAG | Strong Focus Magnet
BNL | 4937309.33 | N | 1080-ACCEL | Radiological Accel
BNL | 85221939.84 | N | 1100-NSLS | NSLS
BNL | 11276136.12 | N | 1102-AGSMAGNET | Ags Magnet System
BNL | 4634400.56 | N | 1103-AGSLINAC | 200 M Linac Machine
BNL | 36324300.45 | N | 1104-AGSBOOSTER | Ags Booster Accelerator
BNL | 1438692.09 | N | 1105 | Accelerator Test Facility
BNL | 2334148.49 | N | 1106 | Source Development Laboratory
BNL | 477628652.3 | N | 1107-RHIC | RHIC Machine
BNL | 499288.38 | N | 2060 | Portable Bldgs F AGS 1
BNL | 256655.88 | N | 2070 | Portable Bldgs F AGS 2
BNL | 524568.45 | N | 2080 | Portable Bldgs F AGS 3
BNL | 427290.82 | N | 2090 | Portable Bldgs F AGS 4
BNL | 177952.99 | N | 2100 | Portable Bldgs F AGS 5
BNL | 35994 | N | 2250 | Portable Bldgs F Ags 6
BNL | 106370.05 | N | 2310 | Mev Linac Tower
BNL | 8450445.15 | N | 701030173 | Heavy Ion Beam Line-1101
BNL | 1374543.12 | N | ST1004 | Facility Hall
TOTAL | 931610603.55
FERMI | 745748925 | N | 701030125 | Research Acc Ring/Tunnel
TOTAL | 745748925
LBNL | 300000 | N | 071T | Windows Test Facility
LBNL | 26547236.48 | N | ACEL-88" | 088 88" Cyclotrn (55 MeV/Prot)
LBNL | 106908432.84 | N | ACEL-ALS | 006 ALS Accelerator (1.2 GeV)
LBNL | 4242548.8 | N | ACEL-BIF - 56 | BIF ACCELERATOR - 56
LBNL | 261972.44 | N | ACEL-VDG2 | 062 Van De Graaf (2 MeV)
TOTAL | 138260190.56
MIT | 89999995 | N | 20.01.1 | Linear Accelerator
TOTAL | 89999995
ORNL X-10 | 25000000 | N | 43 | Oric Accelerator
ORNL X-10 |  | N | 932 | WBW Soil Block 1
ORNL X-10 |  | N | 933 | WBW Soil Block 2
ORNL X-10 | 0 | N | 952 | E Weir Walker Br Wtrshed
ORNL X-10 | 0 | N | 953 | W Weir Walker Br Wtrshed
ORNL X-10 | 0 | N | 1566 | First Creek Monitoring Station
ORNL X-10 | 0 | N | 2630 | Cask Component Drop Test
ORNL X-10 | 7645508 | Y | 5500ACCELERATOR | Van De Graaf Entandem Accelerator 10 Mev
ORNL X-10 | 10000000 | N | 6010ACCELERATOR | Oak Ridge Electron Linear Accelerator
ORNL X-10 | 2081191 | Y | 7709REACTOR | Fast Burst Reactor (HPRR)
ORNL X-10 |  | N | 7851 | Environmental Study Area #717
ORNL X-10 | 2000000000 | N | 7900REACTOR | High Flux Isotope Reactor
ORNL X-10 | 300000 | N | X154324 | Klystron Tube Litt - 6010
ORNL X-10 | 125000 | N | X155820 | Klystron Tube Var-6000,Storage
ORNL X-10 | 1007302 | N | X155998 | Accelerator Tandem-3003, Accer
ORNL X-10 |  | N | X162321 | Ref Magnetometer-4500S, G155
ORNL X-10 |  | N | X162323 | Ref Magnotmeter-4500S, G155
ORNL X-10 |  | N | X163371 | Ion Beam Kit Source-4500X,S119
ORNL X-10 |  | N | X164080 | Power Supply Mod8-6010, Cage
ORNL X-10 | 170399 | Y | X164317 | Accelerator SN#60- 5500, 113
ORNL X-10 | 71047 | N | X165861 | Ionization Gauge - 6000, 107
ORNL X-10 | 350000 | N | X166095 | Magnet Positioner-6000, T106
ORNL X-10 | 80726 | N | X167097 | Power Supply Sys S-6000,T308
ORNL X-10 |  | N | X167350 | Coulutron Velocity-7041, 4K31
ORNL X-10 |  | N | X167947 | Reator Vessel Par-2024, 42
ORNL X-10 | 16714 | N | X168217 | Pressure Reactor-4505, Cage10
ORNL X-10 | 16748 | N | X168218 | Pressusre Reactor-4505,Cage10
ORNL X-10 | 586190 | N | X170827 | Accelerator -3003, Vandy
ORNL X-10 | 615755 | N | X174461 | Ion Source 4MaSN#0-3003,Accer
ORNL X-10 | 800000 | N | X174495 | Accelerator WaveGu-6010,Storag
ORNL X-10 | 350000 | N | X174545 | Klystron Tube - 6010, Mod R
ORNL X-10 | 350000 | N | X174546 | Klystron Tube - 6010, Mod R
ORNL X-10 | 350000 | N | X174547 | Klystron Tube 6010, Mod R
ORNL X-10 | 350000 | N | X174548 | Klystron Tube - 6010, Mod R
ORNL X-10 | 350000 | N | X174549 | Klystron Tube - 6010, Mod R
ORNL X-10 | 350000 | N | X174550 | Klystron Tube - 6010, Mod R
ORNL X-10 | 3733766 | Y | X174786 | Accelerator Vandeg-5500,211
ORNL X-10 | 30000000 | N | X175092 | Accelerator Tandem-6000, TOW
ORNL X-10 |  | N | X176545 | Complete Electron - 6010
ORNL X-10 |  | N | X176546 | Complete Electron - 6010
ORNL X-10 |  | N | X176547 | Complete Electron - 6010
ORNL X-10 |  | N | X176549 | Electron Injection - 6010
ORNL X-10 | 712542 | N | X176552 | Accelerator - 6010, B
ORNL X-10 | 350000 | N | X176563 | Klystron Tube SN#2- 6010,Conso
ORNL X-10 | 350000 | N | X176564 | Klystron Tube SN202-6010, Con
ORNL X-10 |  | N | X180000 | Electron Injection - 6010
ORNL X-10 | 0 | N | X184269 | Environmental Monitoring Shelter - 7900
ORNL X-10 | 0 | N | X184270 | Environmental Monitoring Shelter - 7900
ORNL X-10 | 0 | N | X184271 | Environmental Monitoring Shelter - 7601
ORNL X-10 |  | N | X187358 | 72"Conveyor Modl 1650-4515,230
ORNL X-10 | 223468 | N | X188344 | Analyzer Magnet B-6010, B
ORNL X-10 | 5820500 | N | X188798 | Ion Source, SNS Front End System - 8100
ORNL X-10 | 6699300 | N | X188799 | RFQ, SNS Front End System - 8100
ORNL X-10 | 8334600 | N | X188800 | MEBT, SNS Front End System - 8100
TOTAL | 2107190756
PPPL | 19100870 | N | 031802NSTXSS | NSTX Support Systems
PPPL | 94938149 | N | 031902RP | TFTR Reactor Parts
TOTAL | 114039019
SLAC | 87136474 | N | 1 | Acceleration Housing
SLAC | 115912249 | N | 2 | Klystron Gallery
SLAC | 1014435.88 | N | 4 | Research Area Substation
SLAC | 10176967.58 | N | 5 | Main Control Center
SLAC | 271119.02 | N | 7 | BSY Substation
SLAC | 248961.48 | N | 8 | Test Cell Facility
SLAC | 53578612 | N | 9 | Beam Switch Yard
SLAC | 3105918 | N | 10 | Damping Ring Vault - South
SLAC | 4168710 | N | 11 | Damping Ring Vault - North
SLAC | 3542612.44 | N | 16 | Master Substation
SLAC | 1735894 | N | 20 | Damping Ring R.F South
SLAC | 1735894 | N | 21 | Damping Ring R.F North
SLAC | 15087074.03 | N | 44 | Test Laboratory
SLAC | 484099.11 | N | 45 | Test Lab Facility
SLAC | 4927897.5 | N | 60 | ESA Counting House
SLAC | 21286380 | N | 61 | End Station A
SLAC | 12848178 | N | 62 | End Station B
SLAC | 61443.35 | N | 105 | East FFTB I & C Bldg
SLAC | 59891.75 | N | 106 | West FFTB I & C Bldg
SLAC | 1042675 | N | 108 | PS Bldg for ESA
SLAC | 618435 | N | 116 | Spear East Pit
SLAC | 688973.23 | N | 117 | Spear Control Bldg
SLAC | 760648 | N | 118 | Spear Power Supply Bldg
SLAC | 10460536.62 | N | 120 | SSRL North Annex
SLAC | 59581.42 | N | 1200M | Motor Control Building
SLAC | 81924.46 | N | 1201M | Motor Control Building
SLAC | 79441.9 | N | 1202M | Motor Control Building
SLAC | 220254.11 | N | 128 | NLCTA Control Facility
SLAC | 6307562.26 | N | 131 | SSRL South Arc
SLAC | 5884679 | N | 132 | Crane Shelter West Pit
SLAC | 157135 | N | 136 | SLC Power / Ic #1
SLAC | 1985100 | N | 140 | SSRL Injector Shelter
SLAC | 260668.75 | N | 215 | Vinnell HBC Control
SLAC | 297907.14 | N | 221 | Control Bldg East Pit
SLAC | 207625 | N | 223 | Final Focus Test Beam
SLAC | 34403.51 | N | 231 | ARD-B HV Test Lab
SLAC | 67029.1 | N | 311 | Master Sub Bldg.
SLAC | 189744.52 | N | 406 | B/L 6 Test Building
SLAC | 297363.94 | N | 407 | Final Focus Test Beam Laser
SLAC | 12166.27 | N | 407C | Plasma Wakefield Accelerator Trailer
SLAC | 46237.67 | N | 476 | ESA PPS Support Building
SLAC | 229947.07 | N | 501 | Sbst 2nd End Station B/NLCTA
SLAC | 137161.41 | N | 502 | Substation
SLAC | 330490.73 | N | 507 | SPEAR Substation
SLAC | 268116.42 | N | 513 | Substation (B513)
SLAC | 234601.87 | N | 519 | K-1 Substation
SLAC | 56678575 | N | 600 | Pep Ring Accelerator Housing
SLAC | 3176723 | N | 603140152 | Utility Housing ESA (B061)
SLAC | 1699856 | N | 603140153 | Utility Housing ESB (B062)
SLAC | 36286 | N | 611 | Counting House E 137
SLAC | 5982775.56 | N | 620 | IR 2 Hall
SLAC | 127198 | N | 620A | IR 2 Hall Annex
SLAC | 878508.79 | N | 621 | IR 2 Counting House
SLAC | 389883.71 | N | 625 | IR 2 Support Bldg
SLAC | 274322.83 | N | 626 | IR 2 Electrical Bldg.
SLAC | 283270.04 | N | 636 | IR 2 Gas House
SLAC | 957353.56 | N | 640 | IR 4 Hall
SLAC | 316714.71 | N | 641 | IR 4 Counting House
SLAC | 1413262.35 | N | 645 | IR 4 Support Building
SLAC | 314354.1 | N | 646 | IR 4 Substation
SLAC | 2905532.44 | N | 660 | IR 6 Hall
SLAC | 271937.4 | N | 661 | IR 6 Counting House
SLAC | 114339.98 | N | 665 | IR 6 Support Building
SLAC | 289838.82 | N | 666 | IR 6 Electrical Building
SLAC | 157441.11 | N | 675 | Reg 7 Support Building
SLAC | 3329507.73 | N | 680 | IR 8 Hall
SLAC | 3536812.85 | N | 685 | IR 8 Support Building
SLAC | 333593.93 | N | 686 | Enclosed Electrical Building
SLAC | 158883.8 | N | 687 | 230 KV Transformer Protection
SLAC | 2111312 | N | 701140155 | Other Structures BSY (B005S)
SLAC | 89233 | N | 701140156 | Colliding Beam Interact East (B116)
SLAC | 266279 | N | 701140157 | Colliding Beam Interact West (B119)
SLAC | 503340 | N | 701140158 | Storage Ring Shelter
SLAC | 2561782 | N | 701140159 | Beam Dump East (B063)
SLAC | 22956465 | N | 701140160 | Final Focus Test Beam Line
SLAC | 21000 | N | 701140161 | EFD Experimental Area (B411)
SLAC | 498976.77 | N | 705 | IR 10 Support Bldg
SLAC | 181537.16 | N | 706 | IR 10 Electrical Building
SLAC | 487268 | N | 7111140223 | Sbst 2nd HBC
SLAC | 40467893 | N | 7111140224 | Substation Master (B016S)
SLAC | 5000000 | N | 7111140228 | Sbst 2nd Beam Switchyard (B505)
SLAC | 270695 | N | 7111140230 | Sbst 2nd Central Lab (B040S)
SLAC | 2450444 | N | 7111140231 | Sbst 2nd End Station A (B061S)
SLAC | 3656754 | N | 7111140232 | Sbst 2nd Klystron Gallery (B002)
SLAC | 1322944 | N | 7117140235 | Sbst 2nd End Station B/NLCTA (B501)
SLAC | 757365 | N | 7117140238 | SubSta 2nd Beam Switchyard
SLAC | 295000 | N | 7117140240 | Substation for Bldg. #140
SLAC | 162660 | N | 7117140243 | SubSta SPEAR RF PS (514)
SLAC | 2390439.64 | N | 720 | IR 12 Hall
SLAC | 2108099.37 | N | 725 | IR 12 Support Bldg
SLAC | 296045.22 | N | 726 | IR 12 Substation
SLAC | 36626622 | N | 748 | Collider North Arc
SLAC | 39312615 | N | 749 | Collider South Arc
SLAC | 14489231.68 | N | 750 | Experimental Hall
SLAC | 395347.6 | N | 757 | Mark II Power Supply Bldg
SLAC | 180606.2 | N | 758 | SLD Power Supply
SLAC | 10307.53 | N | 764 | Laser Building
SLAC | 17438.32 | N | 766 | SLD Fast Bus House
SLAC | 301882 | N | 811140252 | Wall Retaining
SLAC | 5839595 | N | 811140254 | Site Prep Grading & Lands
SLAC | 463363 | N | 811140259 | Wall Retaining 8
SLAC | 172374 | N | 811140260 | Wall Retaining 15
SLAC | 338650 | N | 811140261 | Wall Retaining 14
SLAC | 255509 | N | 811140262 | Wall Retaining 13
SLAC | 338650 | N | 811140263 | Wall Retaining 12
SLAC | 255509 | N | 811140264 | Wall Retaining 11
SLAC | 227797 | N | 811140265 | Wall Retaining 10
SLAC | 671212 | N | 811140266 | Wall Retaining 9
SLAC | 560360 | N | 811140268 | Wall Retaining 7
SLAC | 352511 | N | 811140269 | Wall Retaining 6
SLAC | 338650 | N | 811140270 | Wall Retaining 5
SLAC | 255509 | N | 811140271 | Wall Retaining 4
SLAC | 227797 | N | 811140272 | Wall Retaining 3
SLAC | 205641 | N | 811140273 | Wall Retaining 2
SLAC | 205641 | N | 811140274 | Wall Retaining 1
SLAC | 43302 | N | 811140277 | Wall Retaining Storage Ring
642911844.74
TJNAF | 11249505 | N | 94 | Hall B (incl. truck ramp & beam dump)
TJNAF | 20461740 | N | 96 | Hall C (incl. truck ramp & beam dump)
TJNAF | 23875593 | N | 101 | Hall A (incl. truck ramp and beam dump)
TJNAF | 36281924 | N | 999 | Beam Tunnel Facility
TOTAL | 91868762
Grand TOTAL | 5069494662.85
dB: V37cus2k
Query: OSF 3000 Non-Excessed
Run date: Dec 17, 2003

## Site Prep Detail
Site Name | Prpty ID | Prpty Name | Usage Code | Short | MARS Code | Def. Maint. | Act. Maint. | RPV | Included in RPV Calculation:
ANL-E | 476 | Site Prep Rec Area D | 2009 | Catchall | 460 | 0 | 0 | 1698389 | Y
ANL-E | 500 | Sawmill Creek Drainage | 5509 | Other, Plants S | 460 | 0 | 0 | 792392 | Y
ANL-E | 512 | Site Prep - West Area | 2009 | Catchall | 460 | 0 | 0 | 11354025 | Y
ANL-E | 651 | Site Prep - 100 Area | 2009 | Catchall | 460 | 0 | 0 | 60356 | Y
ANL-E | 800A | Site Prep | 2009 | Catchall | 460 | 0 | 0 | 71871 | Y
ANL-E | 900 | Reforestation | 2009 | Catchall | 460 | 0 | 0 | 415775 | Y
|  | TOTAL |  |  |  | 0 | 0 | 14392808
BNL | 811030269 | Site Preparation | 2009 | Catchall | 460 | 0 | 0 | 2119175.48 | Y
|  | TOTAL |  |  |  | 0 | 0 | 2119175.48
FERMI | 811030150 | Site Prep., Grading/Landscapg | 2009 | Catchall | 460 | 8686 | 622398 | 6130311 | Y
|  | TOTAL |  |  |  | 8686 | 622398 | 6130311
LBNL | SITE/LANDSCPING | Site Prep, Grading, Landscapng | 2009 | Catchall | 460 | 16129 | 207393 | 10132818.16 | Y
|  | TOTAL |  |  |  | 16129 | 207393 | 10132818.16
Lovelace | 01005-460-46-001 | Site Prep | 2609 | Other, Reclamat | 460 |  |  |  | N/A
Lovelace | 01005-56-460-001 | General Clearing | 2009 | Catchall | 460 |  |  |  | N/A
Lovelace | 01005-59-460-001 | General Clearing | 2009 | Catchall | 460 |  |  |  | N/A
Lovelace | 01005-59-460-002 | Grading | 2009 | Catchall | 460 |  |  |  | N/A
Lovelace | 01005-77-460-001 | General Clearing | 2009 | Catchall | 460 |  |  |  | N/A
Lovelace | 01005-77-460-002 | Grading | 2009 | Catchall | 460 |  |  |  | N/A
Lovelace | 01005-77-460-003 | Drainage | 2009 | Catchall | 460 |  |  |  | N/A
Lovelace | 01005-78-460-001 | General Clearing | 2009 | Catchall | 460 |  |  |  | N/A
Lovelace | 01005-78-460-002 | Grading | 2009 | Catchall | 460 |  |  |  | N/A
Lovelace | 01005-81-460-001 | General Clearing | 2009 | Catchall | 460 |  |  |  | N/A
Lovelace | 01005-81-460-002 | Grading | 2009 | Catchall | 460 |  |  |  | N/A
Lovelace | 01005-87-460-001 | General Clearing | 2009 | Catchall | 460 |  |  |  | N/A
Lovelace | 01005-89-460-001 | General Clearing | 2009 | Catchall | 460 |  |  |  | N/A
Lovelace | 01005-89-460-002 | Grading, General Earthwork | 2009 | Catchall | 460 |  |  |  | N/A
Lovelace | 01005-89-460-003 | Drainage, 100 ft. CMP, basins | 8529 | Piping, G (Sew | 460 |  |  |  | N/A
Lovelace | 01005-90-460-002 | Site Cleaning | 2009 | Catchall | 460 |  |  |  | N/A
Lovelace | 01005-90-460-003 | Rough site grading and prep | 2009 | Catchall | 460 |  |  |  | N/A
Lovelace | 01005-90A-460-001 | Concrete Trench | 2009 | Catchall | 460 |  |  |  | N/A
Lovelace | 01005-90A-460-006 | Fine Grading | 2009 | Catchall | 460 |  |  |  | N/A
Lovelace | 01005-90A-460-008 | Install driveways with culverts | 1749 | Tertiary Roads | 460 |  |  |  | N/A
Lovelace | 01005-99-460-001 | Site Grading | 2009 | Catchall | 460 |  |  |  | N/A
Lovelace | 811011310 | Clearing/Landscaping | 2009 | Catchall | 460 |  |  | 0 | N/A
Lovelace | 811011312 | Entry Sign | 2009 | Catchall | 460 |  |  | 0 | N/A
Lovelace | 811011316 | Drainage | 2009 | Catchall | 460 |  |  | 0 | N/A
|  | TOTAL |  |  |  | 0 | 0 | 0 | N/A
PPPL | 406030286 | Radwaste Storage Yard | 4919 | Storage (Open P | 460 | 0 | 0 | 55040 | Y
PPPL | 811030325 | C Site Prep-Grading | 2009 | Catchall | 460 | 0 | 0 | 1517861 | Y
PPPL | 811030326 | D Site Prep-Grading | 2009 | Catchall | 460 | 0 | 0 | 7305 | Y
|  | TOTAL |  |  |  | 0 | 0 | 1580206
SLAC | 811140252 | Wall Retaining | 3251 | Accelerators, L | 460 | 0 | 0 | 301882 | N
SLAC | 811140254 | Site Prep Grading & Lands | 3251 | Accelerators, L | 460 | 386840 | 308720 | 5839595 | N
SLAC | 811140257 | Stormwater Drainage Sys | 8629 | Piping, G (Stor | 460 | 1221600 | 10225 | 6110497 | N
SLAC | 811140259 | Wall Retaining 8 | 3251 | Accelerators, L | 460 | 7635 | 0 | 463363 | N
SLAC | 811140260 | Wall Retaining 15 | 3251 | Accelerators, L | 460 | 0 | 0 | 172374 | N
SLAC | 811140261 | Wall Retaining 14 | 3251 | Accelerators, L | 460 | 0 | 0 | 338650 | N
SLAC | 811140262 | Wall Retaining 13 | 3251 | Accelerators, L | 460 | 0 | 0 | 255509 | N
SLAC | 811140263 | Wall Retaining 12 | 3251 | Accelerators, L | 460 | 0 | 0 | 338650 | N
SLAC | 811140264 | Wall Retaining 11 | 3251 | Accelerators, L | 460 | 8755 | 0 | 255509 | N
SLAC | 811140265 | Wall Retaining 10 | 3251 | Accelerators, L | 460 | 0 | 0 | 227797 | N
SLAC | 811140266 | Wall Retaining 9 | 3251 | Accelerators, L | 460 | 12725 | 0 | 671212 | N
SLAC | 811140268 | Wall Retaining 7 | 3251 | Accelerators, L | 460 | 5599 | 0 | 560360 | N
SLAC | 811140269 | Wall Retaining 6 | 3251 | Accelerators, L | 460 | 7635 | 0 | 352511 | N
SLAC | 811140270 | Wall Retaining 5 | 3251 | Accelerators, L | 460 | 0 | 0 | 338650 | N
SLAC | 811140271 | Wall Retaining 4 | 3251 | Accelerators, L | 460 | 10689 | 0 | 255509 | N
SLAC | 811140272 | Wall Retaining 3 | 3251 | Accelerators, L | 460 | 0 | 0 | 227797 | N
SLAC | 811140273 | Wall Retaining 2 | 3251 | Accelerators, L | 460 | 0 | 0 | 205641 | N
SLAC | 811140274 | Wall Retaining 1 | 3251 | Accelerators, L | 460 | 0 | 0 | 205641 | N
SLAC | 811140277 | Wall Retaining Storage Ring | 3251 | Accelerators, L | 460 | 0 | 0 | 43302 | N
|  | TOTAL |  |  |  | 1661478 | 318945 | 17164449
TJNAF | SITE PREPARTION | Site Prepartion | 2009 | Catchall | 460 | 5000 | 0 | 2863936 | Y
TJNAF | STORM DRAINAGE | Sitewide Storm Drainage System | 8629 | Piping, G (Stor | 460 | 197686 | 9393 | 219998 | N
|  | TOTAL |  |  |  | 202686 | 9393 | 3083934
|  | GRAND TOTAL |  |  |  | 1888979 | 1158129 | 54603701.64
Run Made: December 17, 2003
Name of Query: SC OSF RPV w-DM/AM/ID/UC/MARS 460
dB: Crit22-2k
**************************************************************************************************
CONDENSED VERSION OF QUERY W/ONLY RPV USING MARS 460 CODE
Site Name | RPV
ANL | 14392808
BNL | 2119175.48
FERMI | 6130311
LBNL | 10132818.16
Lovelace | 0
PPPL | 1580206
SLAC | 17164449
TJNAF | 3083934
dB: Crit22-2k
Query: SC OSF RPV MARS 460
Run Made: Dec 17, 2003

## OSF RPV Excess <FY06
Site Name | Excess Year | RPV | Property ID | Property Name
BNL | 1997 | 14397.5 | 2030 | Metal Incinerator
BNL | 2001 | 948143.57 | 7135030243 | Other Wells
BNL | 2002 | 5719102.62 | 1070-BMRR | Medical Reactor
TOTAL |  | 6681643.69
ORNL (X-10) | 1987 | 2081191 | 7709REACTOR | Fast Burst Reactor (HPRR)
ORNL (X-10) | 1995 | 0 | 2061 | Stack Smoke
ORNL (X-10) | 1995 |  | 2521F | Sewage Digester Building
ORNL (X-10) | 1996 |  | XG1410 | Freels Bend, Shielding Wall Donkey Arena
ORNL (X-10) | 1996 | 0 | XH1403 | Freels Bend, Lagoon 2
ORNL (X-10) | 1996 |  | XH1404 | Freels Bend, Underground Silo
ORNL (X-10) | 1997 | 0 | 7904 | Sewage Treatment Plant
ORNL (X-10) | 2001 | 7645508 | 5500ACCELERATOR | Van De Graaf Entandem Accelerator 10 Mev
ORNL (X-10) | 2001 | 170399 | X164317 | Accelerator SN#60- 5500, 113
ORNL (X-10) | 2001 | 3733766 | X174786 | Accelerator Vandeg-5500,211
ORNL (X-10) | 2003 |  | 2097 | Tower Cooling Marl-2026, Roof
ORNL (X-10) | 2003 |  | 2636 | West Precipitator
ORNL (X-10) | 2003 |  | 2637 | East Precipitator
ORNL (X-10) | 2003 | 25000 | 3078 | Septic Tank for 3000 Pump Sta.
ORNL (X-10) | 2003 | 1500000 | 4511 | Cooling Tower for 4509
ORNL (X-10) | 2003 |  | 7000 | Septic Tank for 7000 Area
ORNL (X-10) | 2003 |  | 7501 | Septic Tank
ORNL (X-10) | 2003 | 5000 | 924500 | Sign Ornl
ORNL (X-10) | 2003 |  | X170173 | Clorimetors -2521, 1
ORNL (X-10) | 2003 |  | X187772 | Ash Conditioner
ORNL (X-10) | 2003 |  | X187778 | Ash Conditioner
TOTAL |  | 15160864
dB: Crit22-2k dB
Query - Excess OSF RPV <FY06
Run Date: Dec 17, 2003