## Inputs
RIA Cost Estimate Fully Burdened Labor Cost Projections
Organization | Labor Category | Individual Base Salary ($) | Annual Work Hours | Base ($/hr) | Wrap Rate | Final Labor Rate ($/hr) | Fully Burdened Salary ($) | Variable
Laboratory
| PHD | 100000 | 1800 | 55.5556 | 2.3 | 127.7778 | 230000 | PHD_rate
| Engineer | 100000 | 1800 | 55.5556 | 2.3 | 127.7778 | 230000 | LENG_rate
| Draftsmen | 75000 | 1800 | 41.6667 | 2.3 | 95.8333 | 172500 | LDRAFT_rate
| Technician | 50000 | 1800 | 27.7778 | 2.3 | 63.8889 | 115000 | LTECH_rate
Industry Support - I (Physics & Special Engineering Disciplines)
| Engineer | 100000 | 2000 | 50 | 2.5 | 125 | 250000 | IENG_rate
| Draftsmen | 75000 | 2000 | 37.5 | 2.5 | 93.75 | 187500 | IDRAFT_rate
| Technician | 60000 | 2000 | 30 | 2.5 | 75 | 150000 | ITECH_rate
| Craft | 55000 | 2000 | 27.5 | 2.5 | 68.75 | 137500 | ICRAFT_rate
Industry Support - 2 (Civil & others)
| Engineer | 90000 | 2000 | 45 | 2.3 | 103.5 | 207000 | CENG_rate
| Draftsmen | 70000 | 2000 | 35 | 2.3 | 80.5 | 161000 | CDRAFT_rate
| Technician | 60000 | 2000 | 30 | 2.3 | 69 | 138000 | CTECH_rate
| Craft | 55000 | 2000 | 27.5 | 2.3 | 63.25 | 126500 | CCRAFT_rate
Other Cost Inputs
| annual rate | # of years | rate
Crude escalation | 2% | 4 | 1.0824
One Year Escalation (Ken Allen-1.1.2) | 2% | 1 | 1.02
Project Duration (design thru to xfer to ops) |  | 9

## Update
|  |  | L1 | L2 | L3 | L4 | L5 | L6 | L7 | L8 | [6 empty] | Labor Hour Distribution
WBS | Pre-Baseline | Pre-Baseline | [10 empty] | Laboratory |  |  |  | Industry Support -1 |  |  |  | Industry Support -2 |  |  | ODC | ($k)
Number | Estimate FY01 | Escalated FY05 | [8 empty] | Subtotal ($k) | PHD | Eng | Draft | Tech | Eng | Draft | Tech | Craft | Eng | Draft | Tech | Craft | M&S | Travel
1 |  |  | L1: RIA Project | 851979.6879
1.1 |  |  | L2: Accelerator and Production Systems (1.3, 1.4, 1.5, 1.6, 1.7) | 320021.5475
1.1.1 |  |  | L3: Driver LINAC (1.3) | 122430.4741
1.1.1.1 |  |  | L4: Front End (1.3.1) | 10148.8839
1.1.1.1.1 |  |  | L5: Ion Source and High Voltage Platform Systems (1.3.1.1, 1.3.1.2) | 3626.1477 | [12 empty] | 3626.1477
1.1.1.1.2 |  |  | L5: Low Energy Beam Transport Systems (1.3.1.3) | 1105.1632 | [12 empty] | 1105.1632
1.1.1.1.3 |  |  | L5: RFQ and MEBT (1.3.1.4, 1.3.1.5) | 5417.573 | [12 empty] | 5417.573
1.1.1.2 |  |  | L4: Low Energy LINAC (1.3.2) | 16517.15
1.1.1.2.1 |  |  | L5: Type 1 Cryostat 1@ 2 beta .024, 5 beta .031, 1 beta .062 | 1600.8145
1.1.1.2.1.1 |  |  | L6: Cavities | 834.2295 | [12 empty] | 834.2295
1.1.1.2.1.2 |  |  | L6: Cryostat | 210.7472 | [12 empty] | 210.7472
1.1.1.2.1.3 |  |  | L6: Tuners and Couplers | 133 | [12 empty] | 133
1.1.1.2.1.4 |  |  | L6: Focusing Magnets | 314 | [12 empty] | 314
1.1.1.2.1.5 |  |  | L6: Vacuum Systems | 15 | [12 empty] | 15
1.1.1.2.1.6 |  |  | L6: Cavity Processing & Cryomodule Assembly | 78.5556 |  |  |  | 1120 | [8 empty] | 7
1.1.1.2.1.7 |  |  | L6: Cryomodule Installation & Checkout in Tunnel | 15.2822 | 20 | 20 |  | 80 | [7 empty] | 80
1.1.1.2.2 |  |  | L5: Type 2 Cryostat 3@ 9 beta .062 | 5641.6672
1.1.1.2.2.1 |  |  | L6: Cavities | 3282.9211 | [12 empty] | 3282.9211
1.1.1.2.2.2 |  |  | L6: Cryostat | 632.2417 | [12 empty] | 632.2417
1.1.1.2.2.3 |  |  | L6: Tuners and Couplers | 513 | [12 empty] | 513
1.1.1.2.2.4 |  |  | L6: Focusing Magnets | 840 | [12 empty] | 840
1.1.1.2.2.5 |  |  | L6: Vacuum Systems | 45 | [12 empty] | 45
1.1.1.2.2.6 |  |  | L6: Cavity Processing & Cryomodule Assembly | 303 |  |  |  | 4320 | [8 empty] | 27
1.1.1.2.2.7 |  |  | L6: Cryomodule Installation & Checkout in Tunnel | 25.5044 | 60 | 60 |  | 80 | [7 empty] | 80
1.1.1.2.3 |  |  | L5: Type 3 Cryostat 6@ 8 beta .151 | 9024.6683
1.1.1.2.3.1 |  |  | L6: Cavities | 5047.8249 | [12 empty] | 5047.8249
1.1.1.2.3.2 |  |  | L6: Cryostat | 1264.4834 | [12 empty] | 1264.4834
1.1.1.2.3.3 |  |  | L6: Tuners and Couplers | 912 | [12 empty] | 912
1.1.1.2.3.4 |  |  | L6: Focusing Magnets | 1080 | [12 empty] | 1080
1.1.1.2.3.5 |  |  | L6: Vacuum Systems | 90 | [12 empty] | 90
1.1.1.2.3.6 |  |  | L6: Cavity Processing & Cryomodule Assembly | 538.6667 |  |  |  | 7680 | [8 empty] | 48
1.1.1.2.3.7 |  |  | L6: Cryomodule Installation & Checkout in Tunnel | 91.6933 | 120 | 120 |  | 480 | [7 empty] | 480
1.1.1.2.4 |  |  | L5: Intercryomodule Section | 250 | [12 empty] | 250
1.1.1.3 |  |  | L4: Medium Energy LINAC (1.3.3) | 27460.9259
1.1.1.3.1 |  |  | L5: Type 4 Cryostat 10@ 8 beta .263 | 15818.5617
1.1.1.3.1.1 |  |  | L6: Cavities | 9190.4894 | [12 empty] | 9190.4894
1.1.1.3.1.2 |  |  | L6: Cryostat | 2107.4723 | [12 empty] | 2107.4723
1.1.1.3.1.3 |  |  | L6: Tuners and Couplers | 1520 | [12 empty] | 1520
1.1.1.3.1.4 |  |  | L6: Focusing Magnets | 1800 | [12 empty] | 1800
1.1.1.3.1.5 |  |  | L6: Vacuum Systems | 150 | [12 empty] | 150
1.1.1.3.1.6 |  |  | L6: Cavity Processing & Cryomodule Assembly | 897.7778 |  |  |  | 12800 | [8 empty] | 80
1.1.1.3.1.7 |  |  | L6: Cryomodule Installation & Checkout in Tunnel | 152.8222 | 200 | 200 |  | 800 | [7 empty] | 800
1.1.1.3.2 |  |  | L5: Type 5 Cryostat 8@ 7 beta .394 | 11192.3642
1.1.1.3.2.1 |  |  | L6: Cavities | 6651.6841 | [12 empty] | 6651.6841
1.1.1.3.2.2 |  |  | L6: Cryostat | 1685.9779 | [12 empty] | 1685.9779
1.1.1.3.2.3 |  |  | L6: Tuners and Couplers | 1064 | [12 empty] | 1064
1.1.1.3.2.4 |  |  | L6: Focusing Magnets | 920 | [12 empty] | 920
1.1.1.3.2.5 |  |  | L6: Vacuum Systems | 120 | [12 empty] | 120
1.1.1.3.2.6 |  |  | L6: Cavity Processing & Cryomodule Assembly | 628.4444 |  |  |  | 8960 | [8 empty] | 56
1.1.1.3.2.7 |  |  | L6: Cryomodule Installation & Checkout in Tunnel | 122.2578 | 160 | 160 |  | 640 | [7 empty] | 640
1.1.1.3.4 |  |  | L5: Intercryomodule Section | 450 | [12 empty] | 450
1.1.1.4 |  |  | L4: High Energy LINAC (1.3.3) | 56505.0037
1.1.1.4.1 |  |  | L5: Type 6 Cryostat 14@ 3 beta .490 | 18074.8332
1.1.1.4.1.1 |  |  | L6: Cavities | 0
1.1.1.4.1.2 |  |  | L6: Cryostat | 17288.4376 | [12 empty] | 17288.4376
1.1.1.4.1.3 |  |  | L6: Tuners and Couplers | 0
1.1.1.4.1.4 |  |  | L6: Focusing Magnets | 0
1.1.1.4.1.5 |  |  | L6: Vacuum Systems | 0
1.1.1.4.1.6 |  |  | L6: Cavity Processing & Cryomodule Assembly | 572.4444 |  |  |  | 8960
1.1.1.4.1.7 |  |  | L6: Cryomodule Installation & Checkout in Tunnel | 213.9511 | 280 | 280 |  | 1120 | [7 empty] | 1120
1.1.1.4.2 |  |  | L5: Type 7 Cryostat 21@ 4 beta .61 | 27647.021
1.1.1.4.2.1 |  |  | L6: Cavities | 0
1.1.1.4.2.2 |  |  | L6: Cryostat | 26467.4277 | [12 empty] | 26467.4277
1.1.1.4.2.3 |  |  | L6: Tuners and Couplers | 0
1.1.1.4.2.4 |  |  | L6: Focusing Magnets | 0
1.1.1.4.2.5 |  |  | L6: Vacuum Systems | 0
1.1.1.4.2.6 |  |  | L6: Cavity Processing & Cryomodule Assembly | 858.6667 |  |  |  | 13440
1.1.1.4.2.7 |  |  | L6: Cryomodule Installation & Checkout in Tunnel | 320.9267 | 420 | 420 |  | 1680 | [7 empty] | 1680
1.1.1.4.3 |  |  | L5: Type 8 Cryostat 8@ 4 beta .81 | 10783.1496
1.1.1.4.3.1 |  |  | L6: Cavities | 0
1.1.1.4.3.2 |  |  | L6: Cryostat | 10333.7807 | [12 empty] | 10333.7807
1.1.1.4.3.3 |  |  | L6: Tuners and Couplers | 0
1.1.1.4.3.4 |  |  | L6: Focusing Magnets | 0
1.1.1.6.3.5 |  |  | L6: Vacuum Systems | 0
1.1.1.4.3.6 |  |  | L6: Cavity Processing & Cryomodule Assembly | 327.1111 |  |  |  | 5120
1.1.1.4.3.7 |  |  | L6: Cryomodule Installation & Checkout in Tunnel | 122.2578 | 160 | 160 |  | 640 | [7 empty] | 640
1.1.1.4.4 |  |  | L5: Intercryomodule Section | 1075 | [12 empty] | 1075
1.1.1.5 |  |  | L4: Isopath and Switchyard Systems (1.3.5,1.3.6) | 11798.5105
1.1.1.5.1 |  |  | L5: First Isopath System | 2164.8643 | [12 empty] | 2164.8643
1.1.1.5.2 |  |  | L5: Second Isopath System | 2164.8643 | [12 empty] | 2164.8643
1.1.1.5.3 |  |  | L5: Switchyard Systems | 7468.7819 | [12 empty] | 7468.7819
1.1.2 |  |  | L3: Isotope Production and Capture (1.4, 1.5.1) | 58822.38
1.1.2.1 |  |  | L4: ISOL Production Systems | 13826.1
1.1.2.1.1 |  |  | L5: Target Types | 2448
1.1.2.1.1.1 |  |  | L6: Metal Foil | 204 | [12 empty] | 204
1.1.2.1.1.2 |  |  | L6: Refractory Compounds | 204 | [12 empty] | 204
1.1.2.1.1.3 |  |  | L6: Two-step Neutron | 1428 | [12 empty] | 1428
1.1.2.1.1.4 |  |  | L6: Liquid | 612 | [12 empty] | 612
1.1.2.1.2 |  |  | L5: Ion Sources | 816 | [12 empty] | .
1.1.2.1.2.1 |  |  | L6: ECR | 204 | [12 empty] | 204
1.1.2.1.2.2 |  |  | L6: Thermo-ionic | 204 | [12 empty] | 204
1.1.2.1.2.3 |  |  | L6: Laser | 204 | [12 empty] | 204
1.1.2.1.2.4 |  |  | L6: FEBIAD | 204 | [12 empty] | 204
1.1.2.1.3 |  |  | L5: Primary Beam Manipulator | 204 | [12 empty] | 204
1.1.2.1.4 |  |  | L5: RIB Beam Handling | 8058
1.1.2.1.4.1 |  |  | L6: Mass Separator | 2040 | [12 empty] | 2040
1.1.2.1.4.2 |  |  | L6: BeamTransport | 6018 | [12 empty] | 6018
1.1.2.1.5 |  |  | L5: ISOL Modules | 1484.1
1.1.2.1.5.1 |  |  | L6: Structural | 244.8 | [12 empty] | 244.8
1.1.2.1.5.2 |  |  | L6: Internal Shielding | 0 | [12 empty] | 0
1.1.2.1.5.3 |  |  | L6: High Voltage System | 147.9 | [12 empty] | 147.9
1.1.2.1.5.4 |  |  | L6: Beam Dump | 122.4 | [12 empty] | 122.4
1.1.2.1.5.5 |  |  | L6: Module Systems | 969
1.1.2.1.5.5.1 |  |  | L7: Safety Systems | 0 | [12 empty] | 0
1.1.2.1.5.5.2 |  |  | L7: Electrical Power | 0 | [12 empty] | 0
1.1.2.1.5.5.3 |  |  | L7: Instrumentation and Control | 0 | [12 empty] | 0
1.1.2.1.5.5.4 |  |  | L7: Beam Transport | 0 | [12 empty] | 0
1.1.2.1.5.5.5 |  |  | L7: Beam Diagnostics | 510 | [12 empty] | 510
1.1.2.1.5.5.6 |  |  | L7: Target Thermal Control | 81.6 | [12 empty] | 81.6
1.1.2.1.5.5.7 |  |  | L7: Vacuum | 122.4 | [12 empty] | 122.4
1.1.2.1.5.5.8 |  |  | L7: Magnetic | 0 | [12 empty] | 0
1.1.2.1.5.5.9 |  |  | L7: RF Guides | 0 | [12 empty] | 0
1.1.2.1.5.5.10 |  |  | L7: Laser Optics | 255 | [12 empty] | 255
1.1.2.1.6 |  |  | L5: ISOL Target Laser System | 816
1.1.2.1.6.1 |  |  | L6: Laser Equipment | 612 | [12 empty] | 612
1.1.2.1.6.2 |  |  | L6: Optics to ISOL targets | 204 | [12 empty] | 204
1.1.2.1.7 |  |  | L5: ISOL Target Instruments and Controls | 0
1.1.2.2 |  |  | L4: In-Flight Production Systems | 3053.88
1.1.2.2.1 |  |  | L5: Liquid Metal Targets | 1581
1.1.2.2.1.1 |  |  | L6: Liquid Lithium Target | 1581 | [12 empty] | 1581
1.1.2.2.2 |  |  | L5: Rotating Targets | 1020
1.1.2.2.2.1 |  |  | L6: Graphite | 510 | [12 empty] | 510
1.1.2.2.2.2 |  |  | L6: Beryllium | 510 | [12 empty] | 510
1.1.2.2.3 |  |  | L5: In-Flight Target Modules | 452.88
1.1.2.2.3.1 |  |  | L6: Structural | 102 | [12 empty] | 102
1.1.2.2.3.2 |  |  | L6: Internal Shielding | 102 | [12 empty] | 102
1.1.2.2.3.3 |  |  | L6: Module Systems | 248.88
1.1.2.2.3.3.1 |  |  | L7: Safety Systems | 0 | [12 empty] | 0
1.1.2.2.3.3.2 |  |  | L7: Electrical Power | 0 | [12 empty] | 0
1.1.2.2.3.3.3 |  |  | L7: Instrumentation and Control | 0 | [12 empty] | 0
1.1.2.2.3.3.4 |  |  | L7: BeamTransport | 0 | [12 empty] | 0
1.1.2.2.3.3.5 |  |  | L7: Beam Diagnostics | 248.88 | [12 empty] | 248.88
1.1.2.2.3.3.6 |  |  | L7: Target Thermal Control | 0 | [12 empty] | 0
1.1.2.2.3.3.7 |  |  | L7: Liquid Metal Loop | 0 | [12 empty] | 0
1.1.2.2.3.3.8 |  |  | L7: Vacuum | 0 | [12 empty] | 0
1.1.2.2.4 |  |  | L5: In-Flight Target Instruments and Controls | 0 | [12 empty] | 0
1.1.2.3 |  |  | L4: Fragment Separator Systems | 37383
1.1.2.3.1 |  |  | L5: Fragment Separator Front (FSF) | 29784
1.1.2.3.1.1 |  |  | L6: Magnets | 24072
1.1.2.3.1.1.1 |  |  | L7: Dipoles | 3672 | [12 empty] | 3672
1.1.2.3.1.1.2 |  |  | L7: Quadrupole Triplets | 20400 | [12 empty] | 20400
1.1.2.3.1.2 |  |  | L6: High Energy Branch (FSFH) | 0 | [12 empty] | 0
1.1.2.3.1.3 |  |  | L6: Low Energy Branch (FSFL) | 0 | [12 empty] | 0
1.1.2.3.1.4 |  |  | L6: Beam Dumps | 4080 | [12 empty] | 4080
1.1.2.3.1.5 |  |  | L6: Momentum Selector | 816 | [12 empty] | 816
1.1.2.3.1.6 |  |  | L6: A/Z Selector | 816 | [12 empty] | 816
1.1.2.3.2 |  |  | L5: Fragment Separator Back (FSB) | 4386
1.1.2.3.2.1 |  |  | L6: Magnets | 3570
1.1.2.3.2.1.1 |  |  | L7: Dipoles | 1122 | [12 empty] | 1122
1.1.2.3.2.1.2 |  |  | L7: Quadrupole Triplets | 2448 | [12 empty] | 2448
1.1.2.3.2.2 |  |  | L6: Momentum Selector | 408 | [12 empty] | 408
1.1.2.3.2.3 |  |  | L6: A/Z Selector | 408 | [12 empty] | 408
1.1.2.3.3 |  |  | L5: Range Buncher (RB) | 3213
1.1.2.3.3.1 |  |  | L6: Magnets | 2397
1.1.2.3.3.1.1 |  |  | L7: Dipoles | 561 | [12 empty] | 561
1.1.2.3.3.1.2 |  |  | L7: Quadrupole Triplets | 1836 | [12 empty] | 1836
1.1.2.3.3.2 |  |  | L6: Wedge Monochrometer | 408 | [12 empty] | 408
1.1.2.3.3.3 |  |  | L6: Absorber | 408 | [12 empty] | 408
1.1.2.3.4 |  |  | L5: Fragment Separator Instruments and Controls | 0 | [12 empty] | 0
1.1.2.4 |  |  | L4: Gas Catcher System | 4049.4
1.1.2.4.1 |  |  | L5: Gas Catcher Cell | 183.6 | [12 empty] | 183.6
1.1.2.4.2 |  |  | L5: RIB Beam Handling | 3366
1.1.2.4.2.1 |  |  | L6: Mass Separator | 2040 | [12 empty] | 2040
1.1.2.4.2.2 |  |  | L6: Beam Transport | 1326 | [12 empty] | 1326
1.1.2.4.3 |  |  | L5: Gas Catcher Module | 499.8
1.1.2.4.3.1 |  |  | L6: Structural | 30.6 | [12 empty] | 30.6
1.1.2.4.3.2 |  |  | L6: High Voltage System | 153 | [12 empty] | 153
1.1.2.4.3.3 |  |  | L6: Module Systems | 316.2
1.1.2.4.3.3.1 |  |  | L7: Safety Systems | 20.4 | [12 empty] | 20.4
1.1.2.4.3.3.2 |  |  | L7: Electrical Power | 10.2 | [12 empty] | 10.2
1.1.2.4.3.3.3 |  |  | L7: Instrumentation andControl | 40.8 | [12 empty] | 40.8
1.1.2.4.3.3.4 |  |  | L7: Beam Transport | 20.4 | [12 empty] | 20.4
1.1.2.4.3.3.5 |  |  | L7: Beam Diagnostics | 20.4 | [12 empty] | 20.4
1.1.2.4.3.3.6 |  |  | L7: Helium System | 132.6 | [12 empty] | 132.6
1.1.2.4.3.3.7 |  |  | L7: Vacuum | 40.8 | [12 empty] | 40.8
1.1.2.4.3.3.8 |  |  | L7: Magnetic | 0 | [12 empty] | 0
1.1.2.4.3.3.9 |  |  | L7: RF Guides | 30.6 | [12 empty] | 30.6
1.1.2.4.4 |  |  | L5: Gas Catcher Instruments and Controls | 0 | [12 empty] | 0
1.1.2.5 |  |  | L4: Primary Beam Dump | 510
1.1.2.5.1 |  |  | L5: LINAC Dump | 255 | [12 empty] | 255
1.1.2.5.2 |  |  | L5: Zero-angle Dump | 255 | [12 empty] | 255
1.1.2.5.3 |  |  | L5: Beam Dump Instruments and Controls | 0 | [12 empty] | 0
1.1.3 |  |  | L3: RIB Transport and Acceleration (1.5) | 42552.7554
1.1.3.1 |  |  | L4: Isobar Separator Systems (1.5.1) | 2164.8643 | [12 empty] | 2164.8643
1.1.3.2 |  |  | L4: Transport of Unaccelerated RIBs (1.5.2) | 6386.3497 | [12 empty] | 6386.3497
1.1.3.3 |  |  | L4: Low energy RIB LINAC: < 2MeV/u (1.5.3) | 22175.867
1.1.3.3.1 |  |  | L5: RIB Linac System (1.5.3.1) | 20756.7984
1.1.3.3.1.1 |  |  | L6: RFQ Voltage Platform (1.5.3.1.1) | 216.4864 | [12 empty] | 216.4864
1.1.3.3.1.2 |  |  | L6: RIB LEBT (1.5.3.1.2) | 108.2432 | [12 empty] | 108.2432
1.1.3.3.1.3 |  |  | L6: RFQ Tanks (3) (1.5.3.1.3) | 1948.3779 | [12 empty] | 1948.3779
1.1.3.3.1.4 |  |  | L6: 8-Resonator Cryomodule w/high-field solenoids (7 req'd) (1.5.3.1.4) | 15865.8522 | 140 | 140 |  | 9520 | [7 empty] | 560 | 15186.4322
1.1.3.3.1.5 |  |  | L6: 6-Resonator Cryomodule w/low-field solenoids (1 req'd) (1.5.3.1.5) | 1318.9201 | 20 | 20 |  | 1040 | [7 empty] | 80 | 1242.3045
1.1.3.3.1.6 |  |  | L6: Rebunchers (1.5.3.1.6) | 541.2161 | [12 empty] | 541.2161
1.1.3.3.1.7 |  |  | L6: RIB Stripper Sections | 757.7025 | [12 empty] | 757.7025
1.1.3.3.2 |  |  | L5: Beam Transport (1.5.3.2) | 1419.0686 | [12 empty] | 1419.0686
1.1.3.4 |  |  | L4: Medium energy RIB LINAC: <20 MeV/u (uses existing ATLAS) (1.5.4) | 7604.1889
1.1.3.4.1 |  |  | L5: ATLAS Upgrades (1.5.4.1) | 6630 | [12 empty] | 6630
1.1.3.4.2 |  |  | L5: Area 5 Beam Transport (1.5.4.2) | 974.1889 | [12 empty] | 974.1889
1.1.3.5 |  |  | L4: In-Flight Beam Transport < 500 MeV/u (1.5.5) | 4221.4854 | [12 empty] | 4221.4854
1.1.4 |  |  | L3: RF Systems (1.6) | 60885.2823
1.1.4.1 |  |  | L4: RF Reference System (1.6.1) | 214
1.1.4.1.1 |  |  | L5: Frequency Generation (1.6.1.1 ) | 33 | [12 empty] | 33
1.1.4.1.2 |  |  | L5: RF Reference Distribution (1.6.1.2 ) | 164 | [12 empty] | 164
1.1.4.1.3 |  |  | L5: Miscellaneous Hardware (1.6.1.3 ) | 17 | [12 empty] | 17
1.1.4.2 |  |  | L4: Front End RF Systems (1.6.2) | 886.6826
1.1.4.2.1 |  |  | L5: LEBT RF Systems | 262.4604
1.1.4.2.1.1 |  |  | L6: Multibuncher RF Systems (4 ea.) | 209.9936
1.1.4.2.1.1.1 |  |  | L7: High Level RF Power | 24.7163 |  |  |  | 56 | [7 empty] | 18 | 20
1.1.4.2.1.1.2 |  |  | L7: Low Level RF Power | 142.3333 |  |  |  | 600 | [8 empty] | 104
1.1.4.2.1.1.3 |  |  | L7: Miscellaneous Hardware | 42.944 | [11 empty] | 192 | 30.8
1.1.4.2.1.2 |  |  | L6: Rebuncher RF Systems, 28.75 MHz (1 ea.) | 52.4668
1.1.4.2.1.2.1 |  |  | L7: High Level RF Power | 6.1474 |  |  |  | 14 | [7 empty] | 4 | 5
1.1.4.2.1.2.2 |  |  | L7: Low Level RF Power | 35.5833 |  |  |  | 150 | [8 empty] | 26
1.1.4.2.1.2.3 |  |  | L7: Miscellaneous Hardware | 10.736 | [11 empty] | 48 | 7.7
1.1.4.2.2 |  |  | L5: RFQ RF Systems, 57.5 MHz (1 ea.) | 270.9576
1.1.4.2.2.1 |  |  | L6: High Level RF Power (1.6.2.1.1) | 220.3262 |  |  |  | 160 | [7 empty] | 72 | 205.55
1.1.4.2.2.2 |  |  | L6: Low Level RF Power (1.6.2.1.2) | 35.5833 |  |  |  | 150 | [8 empty] | 26
1.1.4.2.2.3 |  |  | L6: Miscellaneous Hardware (1.6.2.1.3) | 15.048 | [11 empty] | 64 | 11
1.1.4.2.3 |  |  | L5: MEBT RF Systems | 353.2647
1.1.4.2.3.1 |  |  | L6: Rebuncher RF Systems, 57.5 MHz (2 ea.) | 255.9631
1.1.4.2.3.1.1 |  |  | L7: High Level RF Power (1.6.2.2.1) | 155.6524 |  |  |  | 320 | [7 empty] | 144 | 126.1
1.1.4.2.3.1.2 |  |  | L7: Low Level RF Power (1.6.2.2.2) | 71.1667 |  |  |  | 300 | [8 empty] | 52
1.1.4.2.3.1.3 |  |  | L7: Miscellaneous Hardware (1.6.2.2.3) | 29.144 | [11 empty] | 112 | 22.06
1.1.4.2.3.2 |  |  | L6: Traveling Wave Chopper, 28.75 MHz (1 ea.) | 97.3016
1.1.4.2.3.2.1 |  |  | L7: High Level RF Power | 47.1462 |  |  |  | 160 | [7 empty] | 72 | 32.37
1.1.4.2.3.2.2 |  |  | L7: Low Level RF Power | 35.5833 |  |  |  | 150 | [8 empty] | 26
1.1.4.2.3.2.3 |  |  | L7: Miscellaneous Hardware | 14.572 | [11 empty] | 56 | 11.03
1.1.4.3 |  |  | L4: Low Energy LINAC RF Systems (1.6.2) | 4927.4257
1.1.4.3.1 |  |  | L5: SRF Linac, 57.5 MHz | 2109.0305
1.1.4.3.1.1 |  |  | L6: Fork Cavity (0.024) RF Systems, 57.5 MHz (2 ea.) | 117.6284
1.1.4.3.1.1.1 |  |  | L7: High Level RF Power | 31.4098 |  |  |  | 56 | [7 empty] | 16 | 26.82
1.1.4.3.1.1.2 |  |  | L7: Low Level RF Power | 64.7467 |  |  |  | 300 | [8 empty] | 45.58
1.1.4.3.1.1.3 |  |  | L7: Miscellaneous Hardware | 21.472 | [11 empty] | 96 | 15.4
1.1.4.3.1.2 |  |  | L6: Fork Cavity (0.031) RF Systems, 57.5 MHz (5 ea.) | 294.1244
1.1.4.3.1.2.1 |  |  | L7: High Level RF Power | 78.5877 |  |  |  | 140 | [7 empty] | 41 | 67.05
1.1.4.3.1.2.2 |  |  | L7: Low Level RF Power | 161.8567 |  |  |  | 750 | [8 empty] | 113.94
1.1.4.3.1.2.3 |  |  | L7: Miscellaneous Hardware | 53.68 | [11 empty] | 240 | 38.5
1.1.4.3.1.3 |  |  | L6: QWR Cavity (0.062) RF Systems, 57.5 MHz (28 ea.) | 1697.2777
1.1.4.3.1.3.1 |  |  | L7: High Level RF Power | 490.2364 |  |  |  | 784 | [7 empty] | 230 | 425.6
1.1.4.3.1.3.2 |  |  | L7: Low Level RF Power | 906.4333 |  |  |  | 4200 | [8 empty] | 638.1
1.1.4.3.1.3.3 |  |  | L7: Miscellaneous Hardware | 300.608 | [11 empty] | 1344 | 215.6
1.1.4.3.2 |  |  | L5: SRF Linac, 115.0 MHz | 2818.3952
1.1.4.3.2.1 |  |  | L6: QWR Cavity (0.151) RF Systems (48 ea.) | 2818.3952
1.1.4.3.2.1.1 |  |  | L7: High Level RF Power | 749.1872 |  |  |  | 1344 | [7 empty] | 394 | 638.4
1.1.4.3.2.1.2 |  |  | L7: Low Level RF Power | 1553.88 |  |  |  | 7200 | [8 empty] | 1093.88
1.1.4.3.2.1.3 |  |  | L7: Miscellaneous Hardware | 515.328 | [11 empty] | 2304 | 369.6
1.1.4.4 |  |  | L4: Medium Energy LINAC RF Systems (1.6.3 ) | 11575.668
1.1.4.4.1 |  |  | L5: SRF Linac, 172.5 MHz | 5246.1498
1.1.4.4.1.1 |  |  | L6: HWR Cavity (0.263) RF Systems (80 ea.) | 5246.1498
1.1.4.4.1.1.1 |  |  | L7: High Level RF Power | 1800.6031 |  |  |  | 2240 | [7 empty] | 656 | 1616
1.1.4.4.1.1.2 |  |  | L7: Low Level RF Power | 2586.6667 |  |  |  | 12000 | [8 empty] | 1820
1.1.4.4.1.1.3 |  |  | L7: Miscellaneous Hardware | 858.88 | [11 empty] | 3840 | 616
1.1.4.4.2 |  |  | L5: SRF Linac, 345.0 MHz | 6329.5182
1.1.4.4.2.1 |  |  | L6: 2 Spoke Cavity (0.394) RF Systems (56 ea.) | 6329.5182
1.1.4.4.2.1.1 |  |  | L7: High Level RF Power (1.6.3.1.1) | 3856.2596 |  |  |  | 3136 | [7 empty] | 1792 | 3542.56
1.1.4.4.2.1.2 |  |  | L7: Low Level RF Power (1.6.3.1.2) | 1810.6667 |  |  |  | 8400 | [8 empty] | 1274
1.1.4.4.2.1.3 |  |  | L7: Miscellaneous Hardware (1.6.3.1.3) | 662.592 | [11 empty] | 3136 | 464.24
1.1.4.5 |  |  | L4: High Energy LINAC RF Systems | 36903.1396
1.1.4.5.1 |  |  | L5: SRF Linac, 805.0 MHz | 36903.1396
1.1.4.5.1.1 |  |  | L6: 6-Cell Elliptical Cavity (0.49) RF Systems (56 ea.) | 12007.3731
1.1.4.5.1.1.1 |  |  | L7: High Level RF Power | 9992.4284 |  |  |  | 8960 | [7 empty] | 4032 | 9164.96
1.1.4.5.1.1.2 |  |  | L7: Low Level RF Power | 1250.6667 |  |  |  | 8400 | [8 empty] | 714
1.1.4.5.1.1.3 |  |  | L7: Miscellaneous Hardware | 764.278 | [11 empty] | 3584 | 537.59
1.1.4.5.1.2 |  |  | L6: 6-Cell Elliptical Cavity (0.61) RF Systems (84 ea.) | 18011.0547
1.1.4.5.1.2.1 |  |  | L7: High Level RF Power; L8: High Level RF Power | 14988.6427 |  |  |  | 13440 | [7 empty] | 6048 | 13747.44
1.1.4.5.1.2.2 |  |  | L7: Low Level RF Power; L8: Low Level RF Power | 1876 |  |  |  | 12600 | [8 empty] | 1071
1.1.4.5.1.2.3 |  |  | L7: Miscellaneous Hardware; L8: Miscellaneous Hardware | 1146.412 | [11 empty] | 5376 | 806.38
1.1.4.5.1.3 |  |  | L6: 6-Cell Elliptical Cavity (0.81) RF Systems (32 ea.) | 6884.7118
1.1.4.5.1.3.1 |  |  | L7: High Level RF Power | 5733.3191 |  |  |  | 5120 | [7 empty] | 2304 | 5260.48
1.1.4.5.1.3.2 |  |  | L7: Low Level RF Power | 714.6667 |  |  |  | 4800 | [8 empty] | 408
1.1.4.5.1.3.3 |  |  | L7: Miscellaneous Hardware | 436.726 | [11 empty] | 2048 | 307.19
1.1.4.6 |  |  | L4: Isopath and Switchyard RF Systems | 703.1773
1.1.4.6.1 |  |  | L5: First Isopath RF System, 115.0 MHz (FSMOS) | 65.9411
1.1.4.6.1.1 |  |  | L6: SC Resonator Rebuncher RF Systems (1 ea.) | 65.9411
1.1.4.6.1.1.1 |  |  | L7: High Level RF Power | 18.9118 |  |  |  | 56 | [7 empty] | 32 | 13.31
1.1.4.6.1.1.2 |  |  | L7: Low Level RF Power | 35.5833 |  |  |  | 150 | [8 empty] | 26
1.1.4.6.1.1.3 |  |  | L7: Miscellaneous Hardware | 11.446 | [11 empty] | 48 | 8.41
1.1.4.6.2 |  |  | L5: Second Isopath RF System, 345.0 MHz (SSMOS) | 94.3211
1.1.4.6.2.1 |  |  | L6: SC Resonator Rebuncher RF Systems (1 ea.) | 94.3211
1.1.4.6.2.1.1 |  |  | L7: High Level RF Power | 47.2918 |  |  |  | 56 | [7 empty] | 32 | 41.69
1.1.4.6.2.1.2 |  |  | L7: Low Level RF Power | 35.5833 |  |  |  | 150 | [8 empty] | 26
1.1.4.6.2.1.3 |  |  | L7: Miscellaneous Hardware | 11.446 | [11 empty] | 48 | 8.41
1.1.4.6.3 |  |  | L5: Switchyard RF Systems, 86.25 MHz | 542.9151
1.1.4.6.3.1 |  |  | L6: RF Sweeper RF Systems (2 ea.) | 542.9151
1.1.4.6.3.1.1 |  |  | L7: High Level RF Power | 441.6524 |  |  |  | 320 | [7 empty] | 144 | 412.1
1.1.4.6.3.1.2 |  |  | L7: Low Level RF Power | 71.1667 |  |  |  | 300 | [8 empty] | 52
1.1.4.6.3.1.3 |  |  | L7: Miscellaneous Hardware | 30.096 | [11 empty] | 128 | 22
1.1.4.7 |  |  | L4: Rare Isotope Accelerator RF Systems (1.6.4) | 5675.1891
1.1.4.7.1 |  |  | L5: Low Energy RIB Linac RF Systems | 948.3514
1.1.4.7.1.1 |  |  | L6: Multiharmonic Buncher RF Systems (4 ea.) | 197.5936
1.1.4.7.1.1.1 |  |  | L7: High Level RF Power | 12.3163 |  |  |  | 56 | [7 empty] | 18 | 7.6
1.1.4.7.1.1.2 |  |  | L7: Low Level RF Power | 142.3333 |  |  |  | 600 | [8 empty] | 104
1.1.4.7.1.1.3 |  |  | L7: Miscellaneous Hardware | 42.944 | [11 empty] | 192 | 30.8
1.1.4.7.1.2 |  |  | L6: RFQ RF Systems, 12.125 MHz (1 ea.) | 175.9476
1.1.4.7.1.2.1 |  |  | L7: High Level RF Power | 125.2862 |  |  |  | 160 | [7 empty] | 72 | 110.51
1.1.4.7.1.2.2 |  |  | L7: Low Level RF Power | 35.5833 |  |  |  | 150 | [8 empty] | 26
1.1.4.7.1.2.3 |  |  | L7: Miscellaneous Hardware | 15.078 | [11 empty] | 64 | 11.03
1.1.4.7.1.3 |  |  | L6: Rebuncher Cavity RF Systems, 24.25 MHz (1 ea.) | 88.9676
1.1.4.7.1.3.1 |  |  | L7: High Level RF Power | 38.3062 |  |  |  | 160 | [7 empty] | 72 | 23.53
1.1.4.7.1.3.2 |  |  | L7: Low Level RF Power | 35.5833 |  |  |  | 150 | [8 empty] | 26
1.1.4.7.1.3.3 |  |  | L7: Miscellaneous Hardware | 15.078 | [11 empty] | 64 | 11.03
1.1.4.7.1.4 |  |  | L6: Hybrid RFQ RF Systems, 12.125 MHz (1 ea.) | 175.9476
1.1.4.7.1.4.1 |  |  | L7: High Level RF Power | 125.2862 |  |  |  | 160 | [7 empty] | 72 | 110.51
1.1.4.7.1.4.2 |  |  | L7: Low Level RF Power | 35.5833 |  |  |  | 150 | [8 empty] | 26
1.1.4.7.1.4.3 |  |  | L7: Miscellaneous Hardware | 15.078 | [11 empty] | 64 | 11.03
1.1.4.7.1.5 |  |  | L6: Rebuncher Cavity RF Systems, 24.25 MHz (1 ea.) | 125.9376
1.1.4.7.1.5.1 |  |  | L7: High Level RF Power | 75.2762 |  |  |  | 160 | [7 empty] | 72 | 60.5
1.1.4.7.1.5.2 |  |  | L7: Low Level RF Power | 35.5833 |  |  |  | 150 | [8 empty] | 26
1.1.4.7.1.5.3 |  |  | L7: Miscellaneous Hardware | 15.078 | [11 empty] | 64 | 11.03
1.1.4.7.1.6 |  |  | L6: Hybrid RFQ RF Systems, 24.25 MHz (1 ea.) | 183.9576
1.1.4.7.1.6.1 |  |  | L7: High Level RF Power | 133.2962 |  |  |  | 160 | [7 empty] | 72 | 118.52
1.1.4.7.1.6.2 |  |  | L7: Low Level RF Power | 35.5833 |  |  |  | 150 | [8 empty] | 26
1.1.4.7.1.6.3 |  |  | L7: Miscellaneous Hardware | 15.078 | [11 empty] | 64 | 11.03
1.1.4.7.2 |  |  | L5: RIB Linac SC Section (Between the Strippers) | 3594.7597
1.1.4.7.2.1 |  |  | L6: SC Cavity (0.0172) RF Systems, 48.5 MHz (12 ea.) | 595.1111
1.1.4.7.2.1.1 |  |  | L7: High Level RF Power | 78.2791 |  |  |  | 168 | [7 empty] | 51 | 64.32
1.1.4.7.2.1.2 |  |  | L7: Low Level RF Power | 388 |  |  |  | 1800 | [8 empty] | 273
1.1.4.7.2.1.3 |  |  | L7: Miscellaneous Hardware | 128.832 | [11 empty] | 576 | 92.4
1.1.4.7.2.2 |  |  | L6: SC Cavity (0.026) RF Systems, 48.5 MHz (16 ea.) | 793.4182
1.1.4.7.2.2.1 |  |  | L7: High Level RF Power | 104.3089 |  |  |  | 224 | [7 empty] | 67 | 85.76
1.1.4.7.2.2.2 |  |  | L7: Low Level RF Power | 517.3333 |  |  |  | 2400 | [8 empty] | 364
1.1.4.7.2.2.3 |  |  | L7: Miscellaneous Hardware | 171.776 | [11 empty] | 768 | 123.2
1.1.4.7.2.3 |  |  | L6: SC Cavity (0.0389) RF Systems, 72.75 MHz (30 ea.) | 2093.6828
1.1.4.7.2.3.1 |  |  | L7: High Level RF Power | 801.6028 |  |  |  | 420 | [7 empty] | 126 | 766.8
1.1.4.7.2.3.2 |  |  | L7: Low Level RF Power | 970 |  |  |  | 4500 | [8 empty] | 682.5
1.1.4.7.2.3.3 |  |  | L7: Miscellaneous Hardware | 322.08 | [11 empty] | 1440 | 231
1.1.4.7.2.4 |  |  | L6: Rebuncher Cavity RF Systems, 48.5 MHz (1 ea.) | 112.5476
1.1.4.7.2.4.1 |  |  | L7: High Level RF Power | 61.8862 |  |  |  | 160 | [7 empty] | 72 | 47.11
1.1.4.7.2.4.2 |  |  | L7: Low Level RF Power | 35.5833 |  |  |  | 150 | [8 empty] | 26
1.1.4.7.2.4.3 |  |  | L7: Miscellaneous Hardware | 15.078 | [11 empty] | 64 | 11.03
1.1.4.7.3 |  |  | L5: RIB Linac SC Section (Between Stripper and Atlas) | 681.9278
1.1.4.7.3.1 |  |  | L6: SC Cavity (0.0172) RF Systems, 72.75 MHz (12 ea.) | 681.9278
1.1.4.7.3.1.1 |  |  | L7: High Level RF Power | 126.0958 |  |  |  | 168 | [7 empty] | 50 | 112.2
1.1.4.7.3.1.2 |  |  | L7: Low Level RF Power | 427 |  |  |  | 1800 | [8 empty] | 312
1.1.4.7.3.1.3 |  |  | L7: Miscellaneous Hardware | 128.832 | [11 empty] | 576 | 92.4
1.1.4.7.4 |  |  | L5: Beam Transport | 450.1502
1.1.4.7.4.1 |  |  | L6: Rebuncher Cavity RF Systems, 48.5 MHz (4 ea.) | 450.1502
1.1.4.7.4.1.1 |  |  | L7: High Level RF Power | 247.5049 |  |  |  | 640 | [7 empty] | 288 | 188.4
1.1.4.7.4.1.2 |  |  | L7: Low Level RF Power | 142.3333 |  |  |  | 600 | [8 empty] | 104
1.1.4.7.4.1.3 |  |  | L7: Miscellaneous Hardware | 60.312 | [11 empty] | 256 | 44.12
1.1.4.8 |  |  | L4: Production Target Systems | 0
1.1.4.8.1 |  |  | L5: ISOL Target | 0
1.1.4.8.2 |  |  | L5: In-Flight Targets | 0
1.1.5 |  |  | L3: Cryogenic Systems (1.7) | 35330.6557
1.1.5.1 |  |  | L4: Liquid Helium Refrigerator Systems (1.7.1) | 21242.7618
1.1.5.1.1 |  |  | L5: 300K to 80K Cold Box System (1.7.1.1) | 1294.7653 |  |  |  | 7288 | [8 empty] | 829.143
1.1.5.1.2 |  |  | L5: 80K to 4.5K Cold Box System (1.7.1.2) | 3286.3932 |  |  |  | 8541 | [8 empty] | 2740.7182
1.1.5.1.3 |  |  | L5: 2K Cold Box System (1.7.1.3) | 5194.596 |  |  |  | 7963 | [8 empty] | 4685.8488
1.1.5.1.4 |  |  | L5: Compressor System (1.7.1.4) | 6915.4744 |  |  |  | 54755 | [8 empty] | 3417.2383
1.1.5.1.5 |  |  | L5: Oil Removal System (1.7.1.5) | 453.354 |  |  |  | 1793 | [8 empty] | 338.8013
1.1.5.1.6 |  |  | L5: Gas Purification System (1.7.1.6) | 411.2225 |  |  |  | 2472 | [8 empty] | 253.2891
1.1.5.1.7 |  |  | L5: Storage Systems (1.7.1.7 ) | 1151.9433
1.1.5.1.7.1 |  |  | L6: Liquid Helium Systems (1.7.1.7.1) | 444.0969 |  |  |  | 208 | [8 empty] | 430.808
1.1.5.1.7.2 |  |  | L6: Helium Gas Systems (1.7.1.7.2) | 232.359 |  |  |  | 672 | [8 empty] | 189.4256
1.1.5.1.7.3 |  |  | L6: Liquid Nitrogen (1.7.1.7.3) | 475.4874 |  |  |  | 208 | [8 empty] | 462.1985
1.1.5.1.8 |  |  | L5: Control System (1.7.1.8) | 2304.3413 |  |  |  | 7808 | [8 empty] | 1805.4968
1.1.5.1.9 |  |  | L5: Miscellaneous Secondary & Support Systems (1.7.1.9) | 230.6717 |  |  |  | 1408 | [8 empty] | 140.7162
1.1.5.2 |  |  | L4: Distribution System (1.7.2) | 14087.8939
1.1.5.2.1 |  |  | L5: Driver LINAC (1.7.2.1) | 8062.5246
1.1.5.2.1.1 |  |  | L6: 4.5K LINAC Section System (1.7.2.1.1) | 3740.5166
1.1.5.2.1.1.1 |  |  | L7: Cold Lines (1.7.2.1.1.1) | 505.9984 |  |  |  | 5853 | [8 empty] | 132.0567
1.1.5.2.1.1.2 |  |  | L7: U-Tubes (1.7.2.1.1.2) | 235.0112 |  |  |  | 1747 | [8 empty] | 123.3973
1.1.5.2.1.1.3 |  |  | L7: Warm Lines (1.7.2.1.1.3) | 142.5632 |  |  |  | 2062 | [8 empty] | 10.8243
1.1.5.2.1.1.4 |  |  | L7: Anchor & Expansion Boxes (1.7.2.1.1.4) | 2856.9438 |  |  |  | 12171 | [8 empty] | 2079.3522
1.1.5.2.1.2 |  |  | L6: 4.5K Branch System (1.7.2.1.2) | 35.8688
1.1.5.2.1.2.1 |  |  | L7: Cold Lines (1.7.2.1.2.1) | 28.8447 |  |  |  | 299 | [8 empty] | 9.7419
1.1.5.2.1.2.2 |  |  | L7: Warm Lines(1.7.2.1.2.2) | 7.0241 |  |  |  | 93 | [8 empty] | 1.0824
1.1.5.2.1.3 |  |  | L6: 2K LINAC Section Systems (1.7.2.1.3) | 4083.0806
1.1.5.2.1.3.1 |  |  | L7: Cold Lines(1.7.2.1.3.1.1) | 434.0324 |  |  |  | 4896 | [8 empty] | 121.2324
1.1.5.2.1.3.2 |  |  | L7: U-Tubes (1.7.2.1.3.1.2) | 440.2026 |  |  |  | 1926 | [8 empty] | 317.1526
1.1.5.2.1.3.3 |  |  | L7: Warm Lines (1.7.2.1.3.1.3) | 285.8108 |  |  |  | 4050 | [8 empty] | 27.0608
1.1.5.2.1.3.4 |  |  | L7: Anchor & Expansion Boxes (1.7.2.1.3.1.4) | 2923.0347 |  |  |  | 12460 | [8 empty] | 2126.9792
1.1.5.2.1.4 |  |  | L6: 2K Branch Section Systems (1.7.2.1.4) | 203.0586
1.1.5.2.1.4.1 |  |  | L7: Cold Lines (1.7.2.1.4.1.1) | 181.1521 |  |  |  | 2666 | [8 empty] | 10.8243
1.1.5.2.1.4.2 |  |  | L7: Warm Lines (1.7.2.1.4.1.2) | 21.9065 |  |  |  | 309 | [8 empty] | 2.1649
1.1.5.2.2 |  |  | L5: Driver LINAC Beam Switchyard | 606.3449 |  |  |  | 3493 | [8 empty] | 383.181
1.1.5.2.3 |  |  | L5: Production Target Area | 1152.6218
1.1.5.2.3.1 |  |  | L6: Fragment Separators | 1152.6218 |  |  |  | 6283 | [8 empty] | 751.2079
1.1.5.2.4 |  |  | L5: High Energy Beam Transport | 1078.7592 |  |  |  | 7448 | [8 empty] | 602.9147
1.1.5.2.5 |  |  | L5: High Energy In-flight Area | 744.7704 |  |  |  | 4677 | [8 empty] | 445.962
1.1.5.2.6 |  |  | L5: Stopped Beam Area | 127.8089 |  |  |  | 967 | [8 empty] | 66.0284
1.1.5.2.7 |  |  | L5: Astrophysics Area | 0 | [12 empty] | 0
1.1.5.2.8 |  |  | L5: Nuclear Structure Area | 0 | [12 empty] | 0
1.1.5.2.9 |  |  | L5: RIB LINAC Injector System (1.7.2.2) | 2019.8526
1.1.5.2.9.1 |  |  | L6: 4.5K LINAC (1.7.2.2.1) | 886.0525
1.1.5.2.9.1.1 |  |  | L7: Cold Lines (1.7.2.2.1.1) | 179.3057 |  |  |  | 2078 | [8 empty] | 46.5446
1.1.5.2.9.1.2 |  |  | L7: U-Tubes (1.7.2.2.1.2) | 53.8905 |  |  |  | 403 | [8 empty] | 28.1432
1.1.5.2.9.1.3 |  |  | L7: Warm Lines (1.7.2.2.1.3) | 51.0964 |  |  |  | 732 | [8 empty] | 4.3297
1.1.5.2.9.1.4 |  |  | L7: Anchor & Expansion Boxes (1.7.2.1.1.4) | 601.76 |  |  |  | 2608 | [8 empty] | 435.1377
1.1.5.2.9.2 |  |  | L6: 4.5K Branch System (1.7.2.2.2) | 1133.8001
1.1.5.2.9.2.1 |  |  | L7: Cold Lines (1.7.2.2.2.1) | 927.1748 |  |  |  | 9599 | [8 empty] | 313.9053
1.1.5.2.9.2.2 |  |  | L7: Warm Lines (1.7.2.2.2.2) | 206.6254 |  |  |  | 2980 | [8 empty] | 16.2365
1.1.5.2.10 |  |  | L5: ATLAS Systems (1.7.2.3) | 247.7063
1.1.5.2.10.1 |  |  | L6: PII 4.5K Branch (1.7.2.3.1) | 141.2463
1.1.5.2.10.1.1 |  |  | L7: Cold Lines (1.7.2.3.1.1) | 115.3787 |  |  |  | 1196 | [8 empty] | 38.9676
1.1.5.2.10.1.2 |  |  | L7: Warm Lines (1.7.2.3.1.2) | 25.8676 |  |  |  | 371 | [8 empty] | 2.1649
1.1.5.2.10.2 |  |  | L6: ATLAS / Booster Branch System (1.7.2.3.2) | 106.46
1.1.5.2.10.2.1 |  |  | L7: Cold Lines (1.7.2.3.2.1) | 86.534 |  |  |  | 897 | [8 empty] | 29.2257
1.1.5.2.10.2.2 |  |  | L7: Warm Lines (1.7.2.3.2.2) | 19.926 |  |  |  | 278 | [8 empty] | 2.1649
1.1.5.2.11 |  |  | L5: Jigs & Fixtures (1.7.2.4) | 47.5052 |  |  |  | 320 | [8 empty] | 27.0608
1.2 |  |  | L2: Experimental Systems (1.8) | 78674.0846
1.2.1 |  |  | L3: General Purpose Equipment (1.8.1) | 20584.2202
1.2.1.1 |  |  | L4: Gamma Ray Detector System (1.8.1.1) | 19656.9411 |  | 2880 | [10 empty] | 19288.9411
1.2.1.2 |  |  | L4: Gas Target System (1.8.1.2) | 386.063 |  |  |  | 960 | [8 empty] | 324.7296
1.2.1.3 |  |  | L4: Radioactive Target System (1.8.1.3) | 541.2161 | [12 empty] | 541.2161
1.2.2 |  |  | L3: Stopped Beam Instruments(1.8.2) | 5974.9986
1.2.2.1 |  |  | L4: Laser & Ion Trap Systems (1.8.2.1) | 5974.9986 |  |  |  | 5760 | [8 empty] | 5606.9986
1.2.3 |  |  | L3: Astrophysics (1.8.3) | 2083.6752
1.2.3.1 |  |  | L4: Recoil Separator System (1.8.3.1) | 2083.6752 |  |  |  | 1440 | [8 empty] | 1991.6752
1.2.3.2. |  |  | L4: Particle Detector Array | 0 | [12 empty] | 0
1.2.4 |  |  | L3: Nuclear Structure (1.8.4) | 14033.6993
1.2.4.1 |  |  | L4: General Purpose Scattering Chamber (1.8.4.1) | 4784.3367 |  |  |  | 2880 | [8 empty] | 4600.3367
1.2.4.2 |  |  | L4: Recoil Separator System (1.8.4.2) | 2830.5534 |  |  |  | 1440 | [8 empty] | 2738.5534
1.2.4.3 |  |  | L4: Gas Filled Separator System (1.8.4.3) | 1381.9006 |  |  |  | 960 | [8 empty] | 1320.5672
1.2.4.4 |  |  | L4: S200 Spectrograph System (1.8.4.4) | 2677.2066 |  |  |  | 1920 | [8 empty] | 2554.5399
1.2.4.5 |  |  | L4: Silicon Particle Detector System (1.8.4.5) | 1537.0537 | [12 empty] | 1537.0537
1.2.4.6 |  |  | L4: Miscellaneous Detector Systems (1.8.4.6) | 822.6484 | [12 empty] | 822.6484
1.2.5 |  |  | L3: High Energy In-Flight Instruments(1.8.5) | 35997.4914
1.2.5.1 |  |  | L4: Sweeper Magnet (1.8.5.1) | 3788.5126 | [12 empty] | 3788.5126
1.2.5.2 |  |  | L4: Position Sensitive Ge Array (1.8.5.2) | 8267.0251 |  | 3600 |  | 3600 | [8 empty] | 7577.0251
1.2.5.3 |  |  | L4: S1200 Spectrograph System (1.8.5.3) | 15154.0502 | [12 empty] | 15154.0502
1.2.5.4 |  |  | L4: Large Area Neutron Detector System (1.8.5.4) | 1535.6754 |  | 900 |  | 3600 | [8 empty] | 1190.6754
1.2.5.5 |  |  | L4: Focal Plane Decay System (1.8.5.5) | 1251.5538 |  |  |  | 1800 | [8 empty] | 1136.5538
1.2.5.6 |  |  | L4: Silicon Detector Array System (1.8.5.6) | 2536.8915 |  | 3600 |  | 5400 | [8 empty] | 1731.8915
1.2.5.7 |  |  | L4: Time Projection Chamber System (1.8.5.7) | 3463.7829 | [12 empty] | 3463.7829
1.2.6 |  |  | L3: Applications | 0
1.3 |  |  | L2: Conventional Facilities Systems (1.9) | 249288.074
1.3.1 |  |  | L3: Construction Management | 27176.45 | [12 empty] | 27176.45
1.3.1.1 |  |  | L4: Safety | 0
1.3.1.2 |  |  | L4: Labor Relations | 0
1.3.1.3 |  |  | L4: Project Support Services | 0
1.3.1.3.1 |  |  | L5: Estimating | 0
1.3.1.3.2 |  |  | L5: Planning/Scheduling | 0
1.3.1.3.3 |  |  | L5: Cost Control/Reporting | 0
1.3.1.3.4 |  |  | L5: Document Control | 0
1.3.1.4 |  |  | L4: Resident Engineer | 0
1.3.1.5 |  |  | L4: Construction Engineering/Supervision | 0
1.3.1.6 |  |  | L4: Equal Opportunity Support | 0
1.3.1.7 |  |  | L4: Procurement/Contract Administration | 0
1.3.1.8 |  |  | L4: Information Technology Systems | 0
1.3.1.9 |  |  | L4: Design Phase Construction Management Support | 0
1.3.1.9.1 |  |  | L5: Design Reviews | 0
1.3.1.9.2 |  |  | L5: Constructibility Reviews | 0
1.3.1.10 |  |  | L4: Construction Manager Controlled Insurance Program | 0
1.3.1.10.1 |  |  | L5: General Liability Insurance | 0
1.3.1.10.2 |  |  | L5: Builders Risk | 0
1.3.1.10.3 |  |  | L5: First Aid Stations | 0
1.3.1.10.4 |  |  | L5: Medical (Nurse) support during construction | 0
1.3.2 |  |  | L3: Site Work and Construction Support | 49436.108 | [12 empty] | 49436.108
1.3.2.1 |  |  | L4: General Conditions
1.3.2.1.1 |  |  | L5: Site Fencing
1.3.2.1.2 |  |  | L5: Construction Trailer Complex
1.3.2.1.3 |  |  | L5: Vehicles
1.3.2.1.4 |  |  | L5: Communications
1.3.2.1.5 |  |  | L5: Site Surveying
1.3.2.1.6 |  |  | L5: Temporary Site Utilities
1.3.2.1.7 |  |  | L5: Waste Management
1.3.2.1.8 |  |  | L5: Site Construction Photography
1.3.2.1.9 |  |  | L5: Construction Engineering support - Field Testing
1.3.2.1.10 |  |  | L5: Portable Sanitation Facilities
1.3.2.1.11 |  |  | L5: Site Access and Drug Testing
1.3.2.1.12 |  |  | L5: Construction Signage
1.3.2.1.13 |  |  | L5: Site Maintenance
1.3.2.1.14 |  |  | L5: Safety Supplies
1.3.2.1.15 |  |  | L5: Crane Operations and Maintenance
1.3.2.1.16 |  |  | L5: Site Security
1.3.2.1.17 |  |  | L5: Access Roads
1.3.2.1.18 |  |  | L5: Miscellaneous
1.3.2.2 |  |  | L4: Site Preparation | 0
1.3.2.2.1 |  |  | L5: Earthwork
1.3.2.2.1.1 |  |  | L6: Clear and grub site
1.3.2.2.1.2 |  |  | L6: Grading to new construction areas
1.3.2.2.2 |  |  | L5: Demolition
1.3.2.2.2.1 |  |  | L6: Demolish existing parking lot
1.3.2.2.2.2 |  |  | L6: Scarcify existing parking
1.3.2.3 |  |  | L4: Site Improvement | 0
1.3.2.3.1 |  |  | L5: Paving
1.3.2.3.1.1 |  |  | L6: Concrete sidewalk
1.3.2.3.1.2 |  |  | L6: Pavers to IRRA building entrance
1.3.2.3.1.3 |  |  | L6: Paving to new roads
1.3.2.3.1.4 |  |  | L6: Paving to building access roads
1.3.2.3.1.5 |  |  | L6: Paving to new and existing parking
1.3.2.3.1.6 |  |  | L6: Curbs
1.3.2.3.1.7 |  |  | L6: Painting and striping to new parking lots
1.3.2.3.1.8 |  |  | L6: Re-work existing intersection
1.3.2.3.2 |  |  | L5: Landscaping
1.3.2.3.2.1 |  |  | L6: Planting to RIA Support Building entrance
1.3.2.3.2.2 |  |  | L6: Planting to IRRA entrance
1.3.2.3.2.3 |  |  | L6: Seed to lawn areas
1.3.2.3.2.4 |  |  | L6: Miscellaneous plant material to general site
1.3.2.4 |  |  | L4: Site Mechanical | 0
1.3.2.4.1 |  |  | L5: Underground Sanitary System
1.3.2.4.1.1 |  |  | L6: Manholes
1.3.2.4.1.2 |  |  | L6: Underground Sanitary piping
1.3.2.4.1.3 |  |  | L6: Fittings - underground
1.3.2.4.1.4 |  |  | L6: Trenching, backfill & compaction
1.3.2.4.1.5 |  |  | L6: Connections - tie into existing site sewers
1.3.2.4.2 |  |  | L5: Underground Laboratory Wastewater System
1.3.2.4.3 |  |  | L5: Underground Storm System
1.3.2.4.3.1 |  |  | L6: Manholes
1.3.2.4.3.2 |  |  | L6: Catch basins
1.3.2.4.3.3 |  |  | L6: Underground storm piping
1.3.2.4.3.4 |  |  | L6: Fittings - underground
1.3.2.4.3.5 |  |  | L6: Trenching, backfill & compaction
1.3.2.4.3.6 |  |  | L6: Connections - tie into existing site sewers
1.3.2.4.4 |  |  | L5: Underground Domestic Water System
1.3.2.4.4.1 |  |  | L6: Manholes
1.3.2.4.4.2 |  |  | L6: Fire hydrants with companion shut off valves
1.3.2.4.4.3 |  |  | L6: Underground domestic water piping
1.3.2.4.4.4 |  |  | L6: Fittings - underground
1.3.2.4.4.5 |  |  | L6: Trenching, backfill & compaction
1.3.2.4.4.6 |  |  | L6: Connections - tie into existing site mains
1.3.2.4.5 |  |  | L5: Underground High Pressure Steam and Condensate Return System
1.3.2.4.5.1 |  |  | L6: Underground High Pressure Steam and Condensate Return piping
1.3.2.4.5.2 |  |  | L6: Trenching, backfill & compaction
1.3.2.4.5.3 |  |  | L6: Insulation
1.3.2.4.5.4 |  |  | L6: Connections - tie into existing site mains
1.3.2.4.6 |  |  | L5: Underground Condenser Water System
1.3.2.4.6.1 |  |  | L6: Underground condenser water piping
1.3.2.4.6.2 |  |  | L6: Trenching, backfill & compaction
1.3.2.4.6.3 |  |  | L6: Insulation
1.3.2.4.7 |  |  | L5: Underground Canal Cooling Water System
1.3.2.5 |  |  | L4: Site Electrical | 0
1.3.2.5.1 |  |  | L5: Work in existing sub-station
1.3.2.5.2 |  |  | L5: New 2 circuit transmission line at 138kV from existing substation to the new
20 MW substation in the 200 Area
1.3.2.5.3 |  |  | L5: New substation 20MW double-ended including required branch breakers
1.3.2.5.4 |  |  | L5: foundations security fence in 200 area.
1.3.2.5.5 |  |  | L5: New substations for the Driver Support Building
1.3.2.5.6 |  |  | L5: New substation for the HCB/HDB area
1.3.2.5.7 |  |  | L5: New substation for the HCB/HDB area
1.3.2.5.8 |  |  | L5: New substation for the RIA Support Building area
1.3.2.5.9 |  |  | L5: New substation for the DBX/FRS area
1.3.2.5.10 |  |  | L5: New substation for the IRRA area
1.3.2.5.11 |  |  | L5: Tie into existing substation for the EXV area 480-277 volt
1.3.2.5.12 |  |  | L5: High-voltage feeds to unit substations
1.3.2.5.13 |  |  | L5: Site lighting
1.3.2.5.14 |  |  | L5: Miscellaneous equipment and connections
1.3.2.5.15 |  |  | L5: General construction work in connection with site electrical
1.3.2.6 |  |  | L4: Site Monument and Accelerator Alignment System
1.3.3 |  |  | L3: RIA Science Center | 21000 | [12 empty] | 21000
1.3.4 |  |  | L3: RIA Science Operations Building | 13070.024 | [12 empty] | 13070.024
1.3.4.1 |  |  | L4: Substructure | 0
1.3.4.1.1 |  |  | L5: Foundations
1.3.4.1.1.1 |  |  | L6: Earthwork
1.3.4.1.1.1.1 |  |  | L7: Structural Excavation
1.3.4.1.1.1.2 |  |  | L7: Premium for excavation near existing construction
1.3.4.1.1.1.3 |  |  | L7: Backfill imported granular material
1.3.4.1.1.1.4 |  |  | L7: Disposal of excavated material
1.3.4.1.1.2 |  |  | L6: Concrete Including Formwork and Rebar
1.3.4.1.1.2.1 |  |  | L7: Strip footings
1.3.4.1.1.2.2 |  |  | L7: Strip footings near existing construction
1.3.4.1.1.2.3 |  |  | L7: Spread footings
1.3.4.1.1.2.4 |  |  | L7: Foundation walls, thickness not specified
1.3.4.1.1.2.5 |  |  | L7: Basement walls
1.3.4.1.1.2.6 |  |  | L7: Basement walls near existing walls
1.3.4.1.1.3 |  |  | L6: Insulation/waterproofing
1.3.4.1.1.3.1 |  |  | L7: Rigid insluation to perimeter of slab at office areas
1.3.4.1.1.3.2 |  |  | L7: Rigid insulation to basement walls
1.3.4.1.1.3.3 |  |  | L7: Waterproofing to basement walls
1.3.4.1.2 |  |  | L5: Slab on Grade
1.3.4.1.2.1 |  |  | L6: Slab on grade at office area
1.3.4.1.2.2 |  |  | L6: Premium for sloped slab at auditorium
1.3.4.1.2.3 |  |  | L6: Elevator pits
1.3.4.1.2.4 |  |  | L6: Allowance for equipment pads
1.3.4.2 |  |  | L4: Superstructure - Steel Framing and Concrete Framing | 0
1.3.4.2.1 |  |  | L5: Floor Construction
1.3.4.2.1.1 |  |  | L6: Structural Steel
1.3.4.2.1.1.1 |  |  | L7: Structural steel including beams and columns
1.3.4.2.1.1.2 |  |  | L7: Metal floof deck
1.3.4.2.1.1.3 |  |  | L7: Concrete fill to metal deck
1.3.4.2.1.1.4 |  |  | L7: Stage construction
1.3.4.2.2 |  |  | L5: Roof Construction
1.3.4.2.2.1 |  |  | L6: Public spaces
1.3.4.2.2.1.1 |  |  | L7: Structural steel including beams and columns
1.3.4.2.2.1.2 |  |  | L7: Metal roof deck
1.3.4.2.2.2 |  |  | L6: Lobby Spaces
1.3.4.2.2.2.1 |  |  | L7: Structural steel including beams and columns
1.3.4.2.2.2.2 |  |  | L7: Metal roof deck
1.3.4.2.2.3 |  |  | L6: Office Tower
1.3.4.2.2.3.1 |  |  | L7: Structural steel including beams and columns
1.3.4.2.2.3.2 |  |  | L7: Metal roof deck
1.3.4.2.2.4 |  |  | L6: Entrance Canopy
1.3.4.2.2.4.1 |  |  | L7: Structural steel including beams and columns
1.3.4.2.2.4.2 |  |  | L7: Metal roof deck
1.3.4.2.2.5 |  |  | L6: Stair Construction
1.3.4.2.2.5.1 |  |  | L7: Concrete filled metal pan stairs (X levels)
1.3.4.2.2.5.2 |  |  | L7: Roof Access ladders
1.3.4.3 |  |  | L4: Exterior Closure | 0
1.3.4.3.1 |  |  | L5: Exterior Walls
1.3.4.3.1.1 |  |  | L6: Public Areas
1.3.4.3.1.1.1 |  |  | L7: Brick
1.3.4.3.1.1.2 |  |  | L7: Precast Concrete
1.3.4.3.1.1.3 |  |  | L7: Architectural Metal Panels
1.3.4.3.1.1.4 |  |  | L7: Backup to exterior walls
1.3.4.3.1.1.5 |  |  | L7: Canopy end walls
1.3.4.3.1.1.6 |  |  | L7: Screen wall with metal supports
1.3.4.3.1.2 |  |  | L6: Office Towers
1.3.4.3.1.2.1 |  |  | L7: Architectural Metal Panels
1.3.4.3.1.2.2 |  |  | L7: Backup to exterior walls
1.3.4.3.2 |  |  | L5: Exterior Doors and Windows
1.3.4.3.2.1 |  |  | L6: Exterior Doors
1.3.4.3.2.1.1 |  |  | L7: Double glazed entrance doors
1.3.4.3.2.1.2 |  |  | L7: Single hollow metal doors including frames and hardware
1.3.4.3.2.1.3 |  |  | L7: Pair hollow metal doors including frames and hardware
1.3.4.3.2.1.4 |  |  | L7: Revolving door
1.3.4.3.2.1.5 |  |  | L7: Overhead door, dimensions not specified
1.3.4.3.2.2 |  |  | L6: Windows
1.3.4.3.2.2.1 |  |  | L7: Punched windows to walls at public areas
1.3.4.3.2.2.2 |  |  | L7: Strip windows to office towers
1.3.4.3.2.2.3 |  |  | L7: Clerestory glazing
1.3.4.3.2.2.4 |  |  | L7: Curtain wall system
1.3.4.4 |  |  | L4: Roofing | 0
1.3.4.4.1 |  |  | L5: Fully adhered membrane roofing
1.3.4.4.2 |  |  | L5: Standing seam metal roofing
1.3.4.4.3 |  |  | L5: Coping
1.3.4.4.4 |  |  | L5: Flashing and counterflashing
1.3.4.4.5 |  |  | L5: Flashing to roof penetrations
1.3.4.4.6 |  |  | L5: Expansion joint
1.3.4.4.7 |  |  | L5: Roof hatch
1.3.4.5 |  |  | L4: Interior Construction | 0
1.3.4.5.1 |  |  | L5: Interior Partitions
1.3.4.5.1.1 |  |  | L6: Drywall Partitions
1.3.4.5.2 |  |  | L5: Doors and Windows
1.3.4.5.2.1 |  |  | L6: Doors (Including Frame, Hardware, and Finish)
1.3.4.5.2.2 |  |  | L6: Windows
1.3.4.5.2.2.1 |  |  | L7: Interior glazing
1.3.4.5.3 |  |  | L5: Interior Finishes
1.3.4.5.3.1 |  |  | L6: Floor Finishes
1.3.4.5.3.2 |  |  | L6: Wall Finishes
1.3.4.5.3.3 |  |  | L6: Ceiling Finishes
1.3.4.5.3.4 |  |  | L6: Specialties
1.3.4.5.3.5 |  |  | L6: Miscellaneous
1.3.4.6 |  |  | L4: Conveying | 0
1.3.4.6.1 |  |  | L5: Elevators
1.3.4.6.1.1 |  |  | L6: 2 or 3 stop hydraulic elevator
1.3.4.7 |  |  | L4: Mechanical | 0
1.3.4.7.1 |  |  | L5: Plumbing
1.3.4.7.1.1 |  |  | L6: Equipment
1.3.4.7.1.1.1 |  |  | L7: Domestic hot water heater-electric
1.3.4.7.1.1.2 |  |  | L7: Elevator sump pump
1.3.4.7.1.1.3 |  |  | L7: Triplex domestic booster pump
1.3.4.7.1.1.4 |  |  | L7: Sump pump with setting basin
1.3.4.7.1.2 |  |  | L6: Plumbing Fixtures
1.3.4.7.1.2.1 |  |  | L7: Water closets
1.3.4.7.1.2.2 |  |  | L7: Lavatories
1.3.4.7.1.2.3 |  |  | L7: Urinals
1.3.4.7.1.2.4 |  |  | L7: Map sinks
1.3.4.7.1.2.5 |  |  | L7: Break room sinks
1.3.4.7.1.2.6 |  |  | L7: Drinking fountains
1.3.4.7.1.2.7 |  |  | L7: Emergency showers
1.3.4.7.1.3 |  |  | L6: Sanitary piping system
1.3.4.7.1.3.1 |  |  | L7: Sanitary piping underground
1.3.4.7.1.3.2 |  |  | L7: Fittings - underground
1.3.4.7.1.3.3 |  |  | L7: Sanitary piping - suspended
1.3.4.7.1.3.4 |  |  | L7: Fittings - suspended
1.3.4.7.1.3.5 |  |  | L7: Hangers/supports
1.3.4.7.1.3.6 |  |  | L7: Excavation, backfill & compaction
1.3.4.7.1.3.7 |  |  | L7: Floor drains
1.3.4.7.1.3.8 |  |  | L7: Area drains
1.3.4.7.1.3.9 |  |  | L7: Trench drains
1.3.4.7.1.3.10 |  |  | L7: Connections - fixtures
1.3.4.7.1.4 |  |  | L6: Vent piping System
1.3.4.7.1.4.1 |  |  | L7: Vent piping
1.3.4.7.1.4.2 |  |  | L7: Fittings
1.3.4.7.1.4.3 |  |  | L7: Hangers/supports
1.3.4.7.1.4.4 |  |  | L7: Connections - fixtures
1.3.4.7.1.4.5 |  |  | L7: VTRs
1.3.4.7.1.5 |  |  | L6: Laboratory waste water system
1.3.4.7.1.6 |  |  | L6: Potable/Domestic water system
1.3.4.7.1.6.1 |  |  | L7: Domestic water piping
1.3.4.7.1.6.2 |  |  | L7: Fittings
1.3.4.7.1.6.3 |  |  | L7: Hangers/supports
1.3.4.7.1.6.4 |  |  | L7: Valves
1.3.4.7.1.6.5 |  |  | L7: Insulation
1.3.4.7.1.6.6 |  |  | L7: Hose bibs
1.3.4.7.1.6.7 |  |  | L7: Wall hydrants - freeze proof
1.3.4.7.1.6.8 |  |  | L7: Meter service connection
1.3.4.7.1.6.9 |  |  | L7: Connections - plumbing fixtures
1.3.4.7.1.6.10 |  |  | L7: Sanitize & flush
1.3.4.7.1.6.11 |  |  | L7: Identification
1.3.4.7.1.9 |  |  | L6: Lab Gas System (CA/N2)
1.3.4.7.1.9.1 |  |  | L7: Turrets and outlets
1.3.4.7.1.9.2 |  |  | L7: Distribution piping
1.3.4.7.1.9.3 |  |  | L7: Fittings
1.3.4.7.1.9.4 |  |  | L7: Hanger & supports
1.3.4.7.1.9.5 |  |  | L7: Valves
1.3.4.7.1.9.6 |  |  | L7: Equipment connections
1.3.4.7.1.10 |  |  | L6: Storm Piping System
1.3.4.7.1.10.1 |  |  | L7: Storm piping - suspended
1.3.4.7.1.10.2 |  |  | L7: Fittings - suspended
1.3.4.7.1.10.3 |  |  | L7: Hangers/supports
1.3.4.7.1.10.4 |  |  | L7: Roof Drains
1.3.4.7.1.10.5 |  |  | L7: Overflow drains
1.3.4.7.1.10.6 |  |  | L7: Insulation
1.3.4.7.1.11 |  |  | L6: Subdrainage System
1.3.4.7.1.11.1 |  |  | L7: Sump pumps with basins
1.3.4.7.1.11.2 |  |  | L7: Subdrainage piping
1.3.4.7.1.11.3 |  |  | L7: Fittings
1.3.4.7.1.11.4 |  |  | L7: Trenching, backfill and compaction
1.3.4.7.1.11.5 |  |  | L7: Rod out basins
1.3.4.7.1.11.6 |  |  | L7: Controls, sensors, and alarms
1.3.4.7.1.11.7 |  |  | L7: General construction associated with plumbing
1.3.4.7.1.12 |  |  | L6: HVAC
1.3.4.7.1.12.1 |  |  | L7: Equipment
1.3.4.7.1.12.2 |  |  | L7: Sheetmetal
1.3.4.7.1.12.3 |  |  | L7: HVAC Piping
1.3.4.7.1.12.4 |  |  | L7: Condenser Water System
1.3.4.7.1.12.5 |  |  | L7: Chilled Water system
1.3.4.7.1.12.6 |  |  | L7: Hot Water Piping
1.3.4.7.1.12.7 |  |  | L7: Medium Pressure Steam
1.3.4.7.1.12.8 |  |  | L7: Low Pressure Steam
1.3.4.7.1.12.9 |  |  | L7: Low Pressure Condensate Return Piping
1.3.4.7.1.13 |  |  | L6: Fire Protection System
1.3.4.7.1.13.1 |  |  | L7: Equipment and Piping
1.3.4.7.1.13.1.1 |  |  | L8: Sprinkler head
1.3.4.7.1.13.1.2 |  |  | L8: Sprinkler distribution piping
1.3.4.7.1.13.1.3 |  |  | L8: Fittings
1.3.4.7.1.13.1.4 |  |  | L8: Hangers/Supports
1.3.4.7.1.13.1.5 |  |  | L8: Zone Valve Assembly
1.3.4.7.1.13.1.6 |  |  | L8: Fire Extinguishers
1.3.4.7.1.13.1.7 |  |  | L8: Roof manifold assembly
1.3.4.7.1.13.1.8 |  |  | L8: Siamese connection
1.3.4.7.1.13.1.9 |  |  | L8: Fire pump test connection
1.3.4.7.1.13.1.10 |  |  | L8: Fire pump with controller
1.3.4.7.1.13.1.11 |  |  | L8: Jockey pump with controller
1.3.4.7.1.13.2 |  |  | L7: Miscellaneous
1.3.4.7.1.13.2.1 |  |  | L8: System clean,flush & test
1.3.4.7.1.13.2.2 |  |  | L8: Identification
1.3.4.7.1.13.2.3 |  |  | L8: General construction associated with Fire Protection
1.3.4.8 |  |  | L4: Electrical Service and Distribution
1.3.4.9 |  |  | L4: Lighting and Power | 0
1.3.4.9.1 |  |  | L5: Lighting Fixtures
1.3.4.10 |  |  | L4: Special Systems | 0
1.3.4.10.1 |  |  | L5: Fire Alarm System
1.3.4.10.1.1 |  |  | L6: Fire Alarm equipment and connections
1.3.4.10.2 |  |  | L5: Telephone and Data System
1.3.4.10.2.1 |  |  | L6: Telephone terminal board, outlets and empty conduits
1.3.4.10.3 |  |  | L5: Security System
1.3.4.10.3.1 |  |  | L6: Security Equipment and connections
1.3.4.10.3.2 |  |  | L6: Security Access Card readers
1.3.4.10.4 |  |  | L5: Site Wide Paging System
1.3.4.10.4.1 |  |  | L6: Site wide paging equipment and connections
1.3.4.10.5 |  |  | L5: Lightning Protection System
1.3.4.10.5.1 |  |  | L6: Lightning protection equipment and connections
1.3.4.10.5.2 |  |  | L6: Miscellanous equipment and connections
1.3.4.10.5.3 |  |  | L6: General construction work in connection with special systems
1.3.4.11 |  |  | L4: Equipment Installation - moving equipment into facility
1.3.5 |  |  | L3: Covered Pedestrian Walkway | 841.9 | [12 empty] | 841.9
1.3.5.1 |  |  | L4: Substructure
1.3.5.2 |  |  | L4: Superstructure - Steel Framing and Concrete Framing
1.3.5.3 |  |  | L4: Exterior Closure
1.3.5.4 |  |  | L4: Roofing
1.3.5.5 |  |  | L4: Interior Construction
1.3.5.6 |  |  | L4: Electrical Service and Distribution - 11 items listed
1.3.5.7 |  |  | L4: Lighting and Power
1.3.5.8 |  |  | L4: Special Systems
1.3.6 |  |  | L3: Cryogenic Systems Building Complex | 10426.859 | [12 empty] | 10426.859
1.3.6.1 |  |  | L4: Helium Compressor Building | 0
1.3.6.1.1 |  |  | L5: Foundations
1.3.6.1.1.1 |  |  | L6: Earthwork
1.3.6.1.1.1.1 |  |  | L7: Structural Excavation
1.3.6.1.1.1.2 |  |  | L7: Backfill imported material
1.3.6.1.1.1.3 |  |  | L7: Disposal of excavated material
1.3.6.1.1.2 |  |  | L6: Special Foundations
1.3.6.1.1.2.1 |  |  | L7: Caissons
1.3.6.1.1.3 |  |  | L6: Concrete Including Formwork and Rebar
1.3.6.1.1.3.1 |  |  | L7: Strip footings
1.3.6.1.1.3.2 |  |  | L7: Spread footings
1.3.6.1.1.3.3 |  |  | L7: Foundation walls
1.3.6.1.2 |  |  | L5: Slab on Grade
1.3.6.1.2.1 |  |  | L6: Slab on grade including granular fill
1.3.6.1.2.2 |  |  | L6: Premium for equipment pads
1.3.6.1.2.3 |  |  | L6: Allowance for utility trenches/pits
1.3.6.1.3 |  |  | L5: Superstructure - Steel Framing and Concrete Framing
1.3.6.1.3.1 |  |  | L6: Roof Construction
1.3.6.1.3.1.1 |  |  | L7: Pre-engineered metal building
1.3.6.1.3.1.2 |  |  | L7: Acoustical metal roof deck
1.3.6.1.3.2 |  |  | L6: Stair Construction
1.3.6.1.3.2.1 |  |  | L7: Roof access ladder
1.3.6.1.4 |  |  | L5: Exterior Closure
1.3.6.1.4.1 |  |  | L6: Exterior Walls
1.3.6.1.4.1.1 |  |  | L7: Corrugated metal panels
1.3.6.1.4.1.2 |  |  | L7: Batt insulation
1.3.6.1.4.1.3 |  |  | L7: Acoustical metal liner panels
1.3.6.1.4.2 |  |  | L6: Exterior Doors and Windows
1.3.6.1.4.2.1 |  |  | L7: Single hollow metal doors including frames and hardware
1.3.6.1.4.2.2 |  |  | L7: Overhead door
1.3.6.1.5 |  |  | L5: Roofing
1.3.6.1.5.1 |  |  | L6: Fully adhered membrane roofing
1.3.6.1.5.2 |  |  | L6: Coping
1.3.6.1.5.3 |  |  | L6: Flashing to roof penetrations
1.3.6.1.5.4 |  |  | L6: Roof hatch
1.3.6.1.6 |  |  | L5: Interior Construction
1.3.6.1.6.1 |  |  | L6: Interior Finishes
1.3.6.1.6.1.1 |  |  | L7: Floor Finishes
1.3.6.1.6.1.1.1 |  |  | L8: Sealed concrete
1.3.6.1.6.1.1.2 |  |  | L8: Allowance for painted walkways
1.3.6.1.6.2 |  |  | L6: Specialties
1.3.6.1.6.2.1 |  |  | L7: Signage
1.3.6.1.6.2.2 |  |  | L7: Bollards
1.3.6.1.6.2.3 |  |  | L7: Miscellaneous metal supports, etc.
1.3.6.1.7 |  |  | L5: Conveying
1.3.6.1.7.1 |  |  | L6: Bridge Crane, rails, and stops
1.3.6.1.8 |  |  | L5: Mechanical
1.3.6.1.8.1 |  |  | L6: Plumbing
1.3.6.1.8.1.1 |  |  | L7: Storm Piping System
1.3.6.1.8.1.1.1 |  |  | L8: Storm piping - underground
1.3.6.1.8.1.1.2 |  |  | L8: Fittings - underground
1.3.6.1.8.1.1.3 |  |  | L8: Trenching, backfill and compaction
1.3.6.1.8.1.1.4 |  |  | L8: Storm piping - suspended
1.3.6.1.8.1.1.5 |  |  | L8: Hangers/supports
1.3.6.1.8.1.1.6 |  |  | L8: Roof Drains
1.3.6.1.8.1.1.7 |  |  | L8: Overflow drains
1.3.6.1.8.1.1.8 |  |  | L8: Insulation
1.3.6.1.8.1.1.9 |  |  | L8: General construction associated with plumbing
1.3.6.1.8.1.2 |  |  | L7: Others
1.3.6.1.8.2 |  |  | L6: HVAC
1.3.6.1.8.2.1 |  |  | L7: Equipment
1.3.6.1.8.2.2 |  |  | L7: Sheetmetal
1.3.6.1.8.2.3 |  |  | L7: HVAC Piping
1.3.6.1.8.2.3.1 |  |  | L8: Condenser Water System
1.3.6.1.8.3 |  |  | L6: Fire Protection System
1.3.6.1.8.3.1 |  |  | L7: Equipment and Piping
1.3.6.1.8.3.1.1 |  |  | L8: Sprinkler heads
1.3.6.1.8.3.1.2 |  |  | L8: Sprinkler distribution piping
1.3.6.1.8.3.1.3 |  |  | L8: Fittings
1.3.6.1.8.3.1.4 |  |  | L8: Hangers/supports
1.3.6.1.8.3.1.5 |  |  | L8: Zone valve assembly
1.3.6.1.8.3.1.6 |  |  | L8: Fire Extinguishers
1.3.6.1.8.3.2 |  |  | L7: Miscellaneous
1.3.6.1.8.3.2.1 |  |  | L8: System clean,flush, and test
1.3.6.1.8.3.2.2 |  |  | L8: Identification
1.3.6.1.8.3.2.3 |  |  | L8: General construction associated with Fire Protection
1.3.6.1.9 |  |  | L5: Electrical Service and Distribution
1.3.6.1.10 |  |  | L5: Lighting and Power
1.3.6.1.11 |  |  | L5: Special Systems
1.3.6.1.11.1 |  |  | L6: Fire Alarm System
1.3.6.1.11.1.1 |  |  | L7: Fire Alarm equipment and connections
1.3.6.1.11.2 |  |  | L6: Telephone and Data System
1.3.6.1.11.2.1 |  |  | L7: Telephone terminal board, outlets and empty conduits
1.3.6.1.11.3 |  |  | L6: Security System
1.3.6.1.11.3.1 |  |  | L7: Security Equipment and connections
1.3.6.1.11.3.2 |  |  | L7: Security Access Card readers
1.3.6.1.11.4 |  |  | L6: Site Wide Paging System
1.3.6.1.11.4.1 |  |  | L7: Site wide paging equipment and connections
1.3.6.1.11.5 |  |  | L6: Lightning Protection System
1.3.6.1.11.5.1 |  |  | L7: Lightning protection equipment and connections
1.3.6.1.11.5.2 |  |  | L7: Miscellanous equipment and connections
1.3.6.1.11.5.3 |  |  | L7: General construction work in connection with special systems
1.3.6.1.11.7 |  |  | L6: Alarm System
1.3.6.1.11.8 |  |  | L6: Emergency Evacuation System
1.3.6.1.12 |  |  | L5: Equipment Installation - moving equipment into facility
1.3.6.2 |  |  | L4: Helium Refrigerator Building | 0
1.3.6.2.1 |  |  | L5: Foundations
1.3.6.2.1.1 |  |  | L6: Earthwork
1.3.6.2.1.1.1 |  |  | L7: Structural Excavation
1.3.6.2.1.1.2 |  |  | L7: Backfill imported material
1.3.6.2.1.1.3 |  |  | L7: Disposal of excavated material
1.3.6.2.1.3 |  |  | L6: Concrete Including Formwork and Rebar
1.3.6.2.1.3.1 |  |  | L7: Strip footings
1.3.6.2.1.3.2 |  |  | L7: Spread footings
1.3.6.2.1.3.3 |  |  | L7: Foundation walls
1.3.6.2.2 |  |  | L5: Slab on Grade
1.3.6.2.2.1 |  |  | L6: Slab on grade including granular fill
1.3.6.2.2.2 |  |  | L6: Premium for equipment pads
1.3.6.2.2.3 |  |  | L6: Allowance for utility trenches/pits
1.3.6.2.3 |  |  | L5: Superstructure - Steel Framing and Concrete Framing
1.3.6.2.3.1 |  |  | L6: Roof Construction
1.3.6.2.3.1.1 |  |  | L7: Pre-engineered metal building
1.3.6.2.3.1.2 |  |  | L7: Acoustical metal roof deck
1.3.6.2.3.2 |  |  | L6: Stair Construction
1.3.6.2.3.2.1 |  |  | L7: Roof access ladder
1.3.6.2.4 |  |  | L5: Exterior Closure
1.3.6.2.4.1 |  |  | L6: Exterior Walls
1.3.6.2.4.1.1 |  |  | L7: Corrugated metal panels
1.3.6.2.4.1.2 |  |  | L7: Batt insulation
1.3.6.2.4.1.3 |  |  | L7: Metal liner panels
1.3.6.2.4.2 |  |  | L6: Exterior Doors and Windows
1.3.6.2.4.2.1 |  |  | L7: Single hollow metal doors including frames and hardware
1.3.6.2.4.2.2 |  |  | L7: Overhead door
1.3.6.2.5 |  |  | L5: Roofing
1.3.6.2.5.1 |  |  | L6: Fully adhered membrane roofing
1.3.6.2.5.2 |  |  | L6: Coping
1.3.6.2.5.3 |  |  | L6: Flashing to roof penetrations
1.3.6.2.5.4 |  |  | L6: Roof hatch
1.3.6.2.6 |  |  | L5: Interior Construction
1.3.6.2.6.1 |  |  | L6: Interior Finishes
1.3.6.2.6.1.1 |  |  | L7: Floor Finishes
1.3.6.4.6.1.1.1 |  |  | L8: Sealed concrete
1.3.6.4.6.1.1.2 |  |  | L8: Allowance for painted walkways
1.3.6.2.6.2 |  |  | L6: Specialties
1.3.6.2.6.2.1 |  |  | L7: Signage
1.3.6.2.6.2.2 |  |  | L7: Bollards
1.3.6.2.6.2.3 |  |  | L7: Miscellaneous metal supports, etc.
1.3.6.2.7 |  |  | L5: Mechanical
1.3.6.2.7.1 |  |  | L6: Plumbing
1.3.6.2.7.1.1 |  |  | L7: Storm Piping System
1.3.6.2.7.1.1.1 |  |  | L8: Storm piping - underground
1.3.6.2.7.1.1.2 |  |  | L8: Fittings - underground
1.3.6.2.7.1.1.3 |  |  | L8: Trenching, backfill and compaction
1.3.6.2.7.1.1.4 |  |  | L8: Storm piping - suspended
1.3.6.2.7.1.1.5 |  |  | L8: Hangers/supports
1.3.6.2.7.1.1.6 |  |  | L8: Roof Drains
1.3.6.2.7.1.1.7 |  |  | L8: Overflow drains
1.3.6.2.7.1.1.8 |  |  | L8: Insulation
1.3.6.2.7.1.1.9 |  |  | L8: General construction associated with plumbing
1.3.6.2.7.1.2 |  |  | L7: Others
1.3.6.2.7.2 |  |  | L6: HVAC
1.3.6.2.7.2.1 |  |  | L7: Equipment
1.3.6.2.7.2.2 |  |  | L7: Sheetmetal
1.3.6.2.7.2.3 |  |  | L7: HVAC Piping
1.3.6.2.7.2.3.1 |  |  | L8: Condenser Water System
1.3.6.2.7.3 |  |  | L6: Fire Protection System
1.3.6.2.7.3.1 |  |  | L7: Equipment and Piping
1.3.6.2.7.3.1.1 |  |  | L8: Sprinkler heads
1.3.6.2.7.3.1.2 |  |  | L8: Sprinkler distribution piping
1.3.6.2.7.3.1.3 |  |  | L8: Fittings
1.3.6.2.7.3.1.4 |  |  | L8: Hangers/supports
1.3.6.2.7.3.1.5 |  |  | L8: Zone valve assembly
1.3.6.2.7.3.1.6 |  |  | L8: Fire Extinguishers
1.3.6.2.7.3.2 |  |  | L7: Miscellaneous
1.3.6.2.7.3.2.1 |  |  | L8: System clean,flush, and test
1.3.6.2.7.3.2.2 |  |  | L8: Identification
1.3.6.2.7.3.2.3 |  |  | L8: General construction associated with Fire Protection
1.3.6.2.8 |  |  | L5: Electrical Service and Distribution
1.3.6.2.9 |  |  | L5: Lighting and Power
1.3.6.2.10 |  |  | L5: Special Systems
1.3.6.2.10.1 |  |  | L6: Fire Alarm System
1.3.6.2.10.1.1 |  |  | L7: Fire Alarm equipment and connections
1.3.6.2.10.2 |  |  | L6: Telephone and Data System
1.3.6.2.10.2.1 |  |  | L7: Telephone terminal board, outlets and empty conduits
1.3.6.2.10.3 |  |  | L6: Security System
1.3.6.2.10.3.1 |  |  | L7: Security Equipment and connections
1.3.6.2.10.3.2 |  |  | L7: Security Access Card readers
1.3.6.2.10.4 |  |  | L6: Site Wide Paging System
1.3.6.2.10.4.1 |  |  | L7: Site wide paging equipment and connections
1.3.6.2.10.5 |  |  | L6: Lightning Protection System
1.3.6.2.10.5.1 |  |  | L7: Lightning protection equipment and connections
1.3.6.2.10.5.2 |  |  | L7: Miscellanous equipment and connections
1.3.6.2.10.5.3 |  |  | L7: General construction work in connection with special systems
1.3.6.2.10.6 |  |  | L6: Alarm System
1.3.6.2.10.7 |  |  | L6: Emergency Evacuation System
1.3.6.2.11 |  |  | L5: Equipment Installation - moving equipment into facility
1.3.7 |  |  | L3: Accelerator Operations Building | 24034.154 | [12 empty] | 24034.154
1.3.7.1 |  |  | L4: Substructure | 0
1.3.7.1.1 |  |  | L5: Foundations
1.3.7.1.1.1 |  |  | L6: Earthwork
1.3.7.1.1.1.1 |  |  | L7: Structural Excavation
1.3.7.1.1.1.2 |  |  | L7: Backfill imported granular material
1.3.7.1.1.1.3 |  |  | L7: Disposal of excavated material
1.3.7.1.1.2 |  |  | L6: Special Foundations
1.3.7.1.1.2.1 |  |  | L7: Caissons to office area
1.3.7.1.1.2.2 |  |  | L7: Caissons to C&R Development
1.3.7.1.1.3 |  |  | L6: Concrete Including Formwork and Rebar
1.3.7.1.1.3.1 |  |  | L7: Grade beams to perimeter of building
1.3.7.1.1.3.2 |  |  | L7: Grade beams above Driver beam tunnel
1.3.7.1.1.3.3 |  |  | L7: Grade beams to interior
1.3.7.1.1.3.4 |  |  | L7: Caisson caps
1.3.7.1.1.3.5 |  |  | L7: Access hatch to driver beam
1.3.7.1.1.4 |  |  | L6: Insulation
1.3.7.1.1.4.1 |  |  | L7: Rigid insluation to perimeter of slab at office areas
1.3.7.1.2 |  |  | L5: Slab on Grade
1.3.7.1.2.1 |  |  | L6: Slab on grade at office area
1.3.7.1.2.2 |  |  | L6: Slab on grade including granular fill
1.3.7.1.2.3 |  |  | L6: Slab on grade at Driver Beam Access
1.3.7.1.2.4 |  |  | L6: Elevator pits
1.3.7.1.2.5 |  |  | L6: Allowance for equipment pads
1.3.7.1.2.6 |  |  | L6: Allowance for utility trenches/pits
1.3.7.2 |  |  | L4: Superstructure - Steel Framing and Concrete Framing | 0
1.3.7.2.1 |  |  | L5: Floor Construction
1.3.7.2.1.2 |  |  | L6: Structural Steel
1.3.7.2.1.2.1 |  |  | L7: Structural steel including beams and columns
1.3.7.2.1.2.2 |  |  | L7: Metal roof deck
1.3.7.2.1.2.3 |  |  | L7: Concrete fill to metal deck
1.3.7.2.2 |  |  | L5: Roof Construction
1.3.7.2.2.1 |  |  | L6: Office Area
1.3.7.2.2.1.1 |  |  | L7: Structural steel including beams and columns
1.3.7.2.2.1.2 |  |  | L7: Metal roof deck
1.3.7.2.2.2 |  |  | L6: C&R Development (high bay)
1.3.7.2.2.2.1 |  |  | L7: Structural steel including beams and columns
1.3.7.2.2.2.2 |  |  | L7: Metal roof deck
1.3.7.2.2.3 |  |  | L6: Driver Beam Access
1.3.7.2.2.3.1 |  |  | L7: Structural steel including beams and columns
1.3.7.2.2.3.2 |  |  | L7: Metal roof deck
1.3.7.2.3 |  |  | L5: Stair Construction
1.3.7.2.3.1 |  |  | L6: Concrete filled metal pan stairs
1.3.7.2.3.2 |  |  | L6: Upgraded stair at main entrance
1.3.7.2.3.3 |  |  | L6: Roof Access ladders
1.3.7.3 |  |  | L4: Exterior Closure | 0
1.3.7.3.1 |  |  | L5: Exterior Walls
1.3.7.3.1.1 |  |  | L6: Office Area
1.3.7.3.1.1.1 |  |  | L7: Brick
1.3.7.3.1.1.2 |  |  | L7: Precast Concrete
1.3.7.3.1.1.3 |  |  | L7: Architectural Metal Panels
1.3.7.3.1.1.4 |  |  | L7: Glazing
1.3.7.3.1.1.5 |  |  | L7: Backup to exterior walls
1.3.7.3.1.2 |  |  | L6: C&R Development and Driver Beam Access
1.3.7.3.1.2.1 |  |  | L7: Masonry knee walls
1.3.7.3.1.2.2 |  |  | L7: Corrugated metal panels
1.3.7.3.1.2.3 |  |  | L7: Batt insulation
1.3.7.3.1.2.4 |  |  | L7: Metal liner panels
1.3.7.3.2 |  |  | L5: Exterior Doors and Windows
1.3.7.3.2.1 |  |  | L6: Exterior Doors
1.3.7.3.2.1.1 |  |  | L7: Double glazed entrance doors
1.3.7.3.2.1.2 |  |  | L7: Single hollow metal doors including frames and hardware
1.3.7.3.2.1.3 |  |  | L7: Overhead door
1.3.7.3.2.2 |  |  | L6: Windows
1.3.7.3.2.2.1 |  |  | L7: Strip windows to office area
1.3.7.4 |  |  | L4: Roofing | 0
1.3.7.4.1 |  |  | L5: Fully adhered membrane roofing
1.3.7.4.2 |  |  | L5: Coping
1.3.7.4.3 |  |  | L5: Flashing and counterflashing
1.3.7.4.4 |  |  | L5: Flashing to roof penetrations
1.3.7.4.5 |  |  | L5: Roof hatch
1.3.7.4.6 |  |  | L5: Entrance canopy to main entrance
1.3.7.4.7 |  |  | L5: Skylights to office area
1.3.7.5 |  |  | L4: Interior Construction | 0
1.3.7.5.1 |  |  | L5: Interior Partitions
1.3.7.5.1.1 |  |  | L6: Drywall Partitions
1.3.7.5.1.1.1 |  |  | L7: Standard drywall partitions
1.3.7.5.1.1.2 |  |  | L7: One sided partitions
1.3.7.5.1.2 |  |  | L6: Masonry Partitions
1.3.7.5.1.2.1 |  |  | L7: CMU partitions
1.3.7.5.1.2.2 |  |  | L7: Partitions separating C&R Development from Office Area
1.3.7.5.2 |  |  | L5: Doors (Including Frame, Hardware, and Finish)
1.3.7.5.2.1 |  |  | L6: Hollow Metal
1.3.7.5.2.1.1 |  |  | L7: Single hollow metal door
1.3.7.5.2.1.2 |  |  | L7: Double hollow metal doors
1.3.7.5.2.2 |  |  | L6: Aluminum Doors
1.3.7.5.2.2.1 |  |  | L7: Double glazed entrance doors
1.3.7.5.2.3 |  |  | L6: Glazing
1.3.7.5.2.3.1 |  |  | L7: Interior glazing
1.3.7.5.3 |  |  | L5: Interior Finishes
1.3.7.5.3.1 |  |  | L6: Floor Finishes
1.3.7.5.3.1.1 |  |  | L7: Office Area
1.3.7.5.3.1.1.1 |  |  | L8: Carpet
1.3.7.5.3.1.1.2 |  |  | L8: Ceramic Tile
1.3.7.5.3.1.1.3 |  |  | L8: VCT
1.3.7.5.3.1.1.4 |  |  | L8: Sealed concrete
1.3.7.5.3.1.1.5 |  |  | L8: Premium for floor finishes to main lobby
1.3.7.5.3.1.2 |  |  | L7: C&R Development
1.3.7.5.3.1.2.1 |  |  | L8: Sealed concrete
1.3.7.5.3.1.2.2 |  |  | L8: Allowance for painted walkways
1.3.7.5.3.1.3 |  |  | L7: Driver Beam Access
1.3.7.5.3.1.3.1 |  |  | L8: Sealed concrete
1.3.7.5.3.1.3.2 |  |  | L8: Allowance for painted walkways
1.3.7.5.3.2 |  |  | L6: Wall Finishes
1.3.7.5.3.2.1 |  |  | L7: Office Area
1.3.7.5.3.2.1.1 |  |  | L8: Paint
1.3.7.5.3.2.1.2 |  |  | L8: Vinyl wall covering
1.3.7.5.3.2.1.3 |  |  | L8: Ceramic wall tiles
1.3.7.5.3.2.1.4 |  |  | L8: Premium for wall finishes to main lobby
1.3.7.5.3.3 |  |  | L6: Ceiling Finishes
1.3.7.5.3.3.1 |  |  | L7: Office Area
1.3.7.5.3.3.1.1 |  |  | L8: ACT
1.3.7.5.3.3.1.2 |  |  | L8: Suspended drywall ceiling including paint
1.3.7.5.3.3.1.3 |  |  | L8: Premium for ceiling finishes to main lobby
1.3.7.5.3.4 |  |  | L6: Specialties
1.3.7.5.3.4.1 |  |  | L7: Toilets
1.3.7.5.3.4.1.1 |  |  | L8: Toilet Partitions
1.3.7.5.3.4.1.2 |  |  | L8: Toilet Accessories
1.3.7.5.3.4.2 |  |  | L7: Locker Room Accessories
1.3.7.5.3.4.2.1 |  |  | L8: Locker room benches, lockers, etc.
1.3.7.5.3.4.3 |  |  | L7: Furniture
1.3.7.5.3.4.3.1 |  |  | L8: Office furniture
1.3.7.5.3.4.3.2 |  |  | L8: Office Shelving and storage
1.3.7.5.3.4.4 |  |  | L7: Lab Casework
1.3.7.5.3.4.4.1 |  |  | L8: Lab Casework
1.3.7.5.3.4.5 |  |  | L7: Miscellaneous
1.3.7.5.3.4.5.1 |  |  | L8: Marker boards
1.3.7.5.3.4.5.2 |  |  | L8: Tack Boards
1.3.7.5.3.4.5.3 |  |  | L8: Mini-blinds
1.3.7.5.3.4.5.4 |  |  | L8: Janitor closet equipment
1.3.7.5.3.4.5.5 |  |  | L8: Corner guards
1.3.7.5.3.4.5.6 |  |  | L8: Fire Extinguisher cabinets
1.3.7.5.3.4.5.7 |  |  | L8: Projection screens
1.3.7.5.3.4.5.8 |  |  | L8: Signage
1.3.7.5.3.4.5.9 |  |  | L8: Bollards
1.3.7.5.3.4.5.10 |  |  | L8: Miscellaneous metal supports, etc.
1.3.7.6 |  |  | L4: Conveying | 0
1.3.7.6.1 |  |  | L5: Elevators
1.3.7.6.1.1 |  |  | L6: 2 stop hydraulic elevator
1.3.7.6.2 |  |  | L5: Crane including rails and stops
1.3.7.6.2.1 |  |  | L6: Bridge crane to C&R Development
1.3.7.6.2.2 |  |  | L6: Bridge crane to Driver beam access
1.3.7.7 |  |  | L4: Mechanical | 0
1.3.7.7.1 |  |  | L5: Plumbing
1.3.7.7.1.1 |  |  | L6: Equipment
1.3.7.7.1.1.1 |  |  | L7: Domestic hot water heater-electric
1.3.7.7.1.1.2 |  |  | L7: Elevator sump pump
1.3.7.7.1.1.3 |  |  | L7: Triplex domestic booster pump
1.3.7.7.1.2 |  |  | L6: Plumbing Fixtures
1.3.7.7.1.2.1 |  |  | L7: Water closets
1.3.7.7.1.2.2 |  |  | L7: Lavatories
1.3.7.7.1.2.3 |  |  | L7: Urinals
1.3.7.7.1.2.4 |  |  | L7: Map sinks
1.3.7.7.1.2.5 |  |  | L7: Break room sinks
1.3.7.7.1.2.6 |  |  | L7: Drinking fountains
1.3.7.7.1.2.7 |  |  | L7: Emergency showers
1.3.7.7.1.3 |  |  | L6: Sanitary piping system
1.3.7.7.1.3.1 |  |  | L7: Sanitary piping underground
1.3.7.7.1.3.2 |  |  | L7: Fittings - underground
1.3.7.7.1.3.3 |  |  | L7: Sanitary piping - suspended
1.3.7.7.1.3.4 |  |  | L7: Fittings - suspended
1.3.7.7.1.3.5 |  |  | L7: Hangers/supports
1.3.7.7.1.3.6 |  |  | L7: Excavation, backfill & compaction
1.3.7.7.1.3.7 |  |  | L7: Floor drains
1.3.7.7.1.3.8 |  |  | L7: Trench drains
1.3.7.7.1.3.9 |  |  | L7: Connections - fixtures
1.3.7.7.1.4 |  |  | L6: Vent piping System
1.3.7.7.1.4.1 |  |  | L7: Vent piping
1.3.7.7.1.4.2 |  |  | L7: Fittings
1.3.7.7.1.4.3 |  |  | L7: Hangers/supports
1.3.7.7.1.4.4 |  |  | L7: Connections - fixtures
1.3.7.7.1.4.5 |  |  | L7: VTRs
1.3.7.7.1.5 |  |  | L6: Laboratory waste water system
1.3.7.7.1.6 |  |  | L6: Potable/Domestic water system
1.3.7.7.1.6.1 |  |  | L7: Domestic water piping
1.3.7.7.1.6.2 |  |  | L7: Fittings
1.3.7.7.1.6.3 |  |  | L7: Hangers/supports
1.3.7.7.1.6.4 |  |  | L7: Valves
1.3.7.7.1.6.5 |  |  | L7: Insulation
1.3.7.7.1.6.6 |  |  | L7: Hose bibs
1.3.7.7.1.6.7 |  |  | L7: Wall hydrants - freeze proof
1.3.7.7.1.6.8 |  |  | L7: Meter service connection
1.3.7.7.1.6.9 |  |  | L7: Connections - plumbing fixtures
1.3.7.7.1.6.10 |  |  | L7: Sanitize & flush
1.3.7.7.1.6.11 |  |  | L7: Identification
1.3.7.7.1.7 |  |  | L6: Storm Piping System
1.3.7.7.1.7.1 |  |  | L7: Storm piping - suspended
1.3.7.7.1.7.2 |  |  | L7: Fittings - suspended
1.3.7.7.1.7.3 |  |  | L7: Hangers/supports
1.3.7.7.1.7.4 |  |  | L7: Roof Drains
1.3.7.7.1.7.5 |  |  | L7: Overflow drains
1.3.7.7.1.7.6 |  |  | L7: Insulation
1.3.7.7.2 |  |  | L5: HVAC
1.3.7.7.2.1 |  |  | L6: Equipment
1.3.7.7.2.2 |  |  | L6: Sheetmetal
1.3.7.7.2.3 |  |  | L6: HVAC Piping
1.3.7.7.2.4 |  |  | L6: Condenser Water System
1.3.7.7.2.5 |  |  | L6: Chilled Water system
1.3.7.7.2.6 |  |  | L6: Hot Water Piping
1.3.7.7.2.7 |  |  | L6: Medium Pressure Steam
1.3.7.7.2.8 |  |  | L6: Low Pressure Steam
1.3.7.7.2.9 |  |  | L6: Low Pressure Condensate Return Piping
1.3.7.7.3 |  |  | L5: Fire Protection System
1.3.7.7.3.1 |  |  | L6: Equipment and Piping
1.3.7.7.3.1.1 |  |  | L7: Sprinkler head
1.3.7.7.3.1.2 |  |  | L7: Sprinkler distribution piping
1.3.7.7.3.1.3 |  |  | L7: Fittings
1.3.7.7.3.1.4 |  |  | L7: Hangers/Supports
1.3.7.7.3.1.5 |  |  | L7: Zone Valve Assembly
1.3.7.7.3.1.6 |  |  | L7: Fire Extinguishers
1.3.7.7.3.1.7 |  |  | L7: Roof manifold assembly
1.3.7.7.3.1.8 |  |  | L7: Siamese connection
1.3.7.7.3.1.9 |  |  | L7: Fire pump test connection
1.3.7.7.3.1.10 |  |  | L7: Fire pump with controller
1.3.7.7.3.1.11 |  |  | L7: Jockey pump with controller
1.3.7.7.3.2 |  |  | L6: Miscellaneous
1.3.7.7.3.2.1 |  |  | L7: System clean,flush & test
1.3.7.7.3.2.2 |  |  | L7: Identification
1.3.7.7.3.2.3 |  |  | L7: General construction associated with Fire Protection
1.3.7.8 |  |  | L4: Electrical Service and Distribution
1.3.7.9 |  |  | L4: Lighting and Power | 0
1.3.7.9.1 |  |  | L5: Lighting Fixtures
1.3.7.10 |  |  | L4: Special Systems | 0
1.3.7.10.1 |  |  | L5: Fire Alarm System
1.3.7.10.1.1 |  |  | L6: Fire Alarm equipment and connections
1.3.7.10.2 |  |  | L5: Telephone and Data System
1.3.7.10.2.1 |  |  | L6: Telephone terminal board, outlets and empty conduits
1.3.7.10.3 |  |  | L5: Security System
1.3.7.10.3.1 |  |  | L6: Security Equipment and connections
1.3.7.10.3.2 |  |  | L6: Security Access Card readers
1.3.7.10.4 |  |  | L5: Site Wide Paging System
1.3.7.10.4.1 |  |  | L6: Site wide paging equipment and connections
1.3.7.10.5 |  |  | L5: Lightning Protection System
1.3.7.10.5.1 |  |  | L6: Lightning protection equipment and connections
1.3.7.10.5.2 |  |  | L6: Miscellanous equipment and connections
1.3.7.10.5.3 |  |  | L6: General construction work in connection with special systems
1.3.7.10.6 |  |  | L5: Alarm System
1.3.7.10.7 |  |  | L5: Emergency Evacuation System
1.3.7.11 |  |  | L4: Equipment Installation - moving equipment into facility
1.3.8 |  |  | L3: Driver Linear Accelerator Buildings | 16352.704 | [12 empty] | 16352.704
1.3.8.1 |  |  | L4: Foundations | 0
1.3.8.1.1 |  |  | L5: Earthwork
1.3.8.1.1.1 |  |  | L6: Structural Excavation
1.3.8.1.1.2 |  |  | L6: Backfill imported material
1.3.8.1.1.3 |  |  | L6: Disposal of excavated material
1.3.8.1.2 |  |  | L5: Special Foundations
1.3.8.1.2.1 |  |  | L6: Caissons
1.3.8.1.3 |  |  | L5: Concrete Including Formwork and Rebar
1.3.8.1.3.1 |  |  | L6: Structural Base slab
1.3.8.1.3.2 |  |  | L6: Foundation walls
1.3.8.1.3.3 |  |  | L6: Concrete roof slab to tunnels
1.3.8.1.3.4 |  |  | L6: Support columns
1.3.8.1.3.5 |  |  | L6: Access Hatch - Driver B only
1.3.8.1.3.6 |  |  | L6: Emergency egress access points (including doghouses, stairs,
1.3.8.2 |  |  | L4: Waterproofing | 0
1.3.8.2.1 |  |  | L5: Waterstop
1.3.8.2.2 |  |  | L5: Waterproofing liner to excavation
1.3.8.2.3 |  |  | L5: Waterproofing below slab on grade
1.3.8.2.4 |  |  | L5: Waterproofing membrane to below grade walls
1.3.8.2.5 |  |  | L5: Waterproofing membrane to tunnel ceilings
1.3.8.2.6 |  |  | L5: Premium for waterproofing at caisson penetrations
1.3.8.2.7 |  |  | L5: Premium for waterproofing at column penetrations
1.3.8.3 |  |  | L4: Slab on Grade | 0
1.3.8.3.1 |  |  | L5: Allowance for equipment pads
1.3.8.4 |  |  | L4: Interior Construction | 0
1.3.8.4.1 |  |  | L5: Interior Finishes
1.3.8.4.1.1 |  |  | L6: Floor Finishes
1.3.8.4.1.1.1 |  |  | L7: Sealed concrete
1.3.8.4.1.1.2 |  |  | L7: Allowance for painted walkways
1.3.8.4.1.2 |  |  | L6: Wall Finishes
1.3.8.4.1.2.1 |  |  | L7: Paint to concrete walls
1.3.8.4.1.3 |  |  | L6: Ceiling Finishes
1.3.8.4.1.3.1 |  |  | L7: Paint to concrete ceilings
1.3.8.4.2 |  |  | L5: Specialties
1.3.8.4.2.1 |  |  | L6: Signage
1.3.8.4.2.2 |  |  | L6: Miscellaneous metal supports, etc.
1.3.8.5 |  |  | L4: Conveying
1.3.8.6 |  |  | L4: Mechanical | 0
1.3.8.6.1 |  |  | L5: Plumbing
1.3.8.6.1.1 |  |  | L6: Subdrainage System
1.3.8.6.1.1.1 |  |  | L7: Sump pumps, basins, sensors & controls
1.3.8.6.1.1.2 |  |  | L7: Subdrainage piping
1.3.8.6.1.1.3 |  |  | L7: Fittings
1.3.8.6.1.1.4 |  |  | L7: Trenching, backfill and compaction
1.3.8.6.1.1.5 |  |  | L7: Rod out basins
1.3.8.6.1.1.6 |  |  | L7: General construction associated with plumbing
1.3.8.6.1.2 |  |  | L6: Others
1.3.8.6.2 |  |  | L5: HVAC
1.3.8.6.3 |  |  | L5: Fire Protection System
1.3.8.6.3.1 |  |  | L6: Equipment and Piping
1.3.8.6.3.1.1 |  |  | L7: Sprinkler heads
1.3.8.6.3.1.2 |  |  | L7: Sprinkler distribution piping
1.3.8.6.3.1.3 |  |  | L7: Fittings
1.3.8.6.3.1.4 |  |  | L7: Hangers/supports
1.3.8.6.3.1.5 |  |  | L7: Zone valve assembly
1.3.8.6.3.1.6 |  |  | L7: Fire Extinguishers
1.3.8.6.3.1.7 |  |  | L7: Dry pipe valve assembly
1.3.8.6.3.1.8 |  |  | L7: Air compressor
1.3.8.6.3.2 |  |  | L6: Miscellaneous
1.3.8.6.3.2.1 |  |  | L7: System clean,flush, and test
1.3.8.6.3.2.2 |  |  | L7: Identification
1.3.8.6.3.2.3 |  |  | L7: General construction associated with Fire Protection
1.3.8.7 |  |  | L4: Electrical Service and Distribution
1.3.8.8 |  |  | L4: Lighting and Power
1.3.8.9 |  |  | L4: Special Systems | 0
1.3.8.9.1 |  |  | L5: Fire Alarm System
1.3.8.9.1.1 |  |  | L6: Fire Alarm equipment and connections
1.3.8.9.2 |  |  | L5: Telephone and Data System
1.3.8.9.2.1 |  |  | L6: Telephone terminal board, outlets and empty conduits
1.3.8.9.3 |  |  | L5: Security System
1.3.8.9.3.1 |  |  | L6: Security Equipment and connections
1.3.8.9.4 |  |  | L5: Site Wide Paging System
1.3.8.9.4.1 |  |  | L6: Site wide paging equipment and connections
1.3.8.9.4.2 |  |  | L6: Miscellanous equipment and connections
1.3.8.9.4.3 |  |  | L6: General construction work in connection with special systems
1.3.8.9.5 |  |  | L5: Radiation Monitoring/Detection System - none
1.3.8.9.6 |  |  | L5: Alarm System
1.3.8.9.7 |  |  | L5: Emergency Evacuation System
1.3.8.10 |  |  | L4: Equipment Installation - moving equipment into facility
1.3.9 |  |  | L3: Driver Support Building | 10939.836 | [12 empty] | 10939.836
1.3.9.1 |  |  | L4: Substructure | 0
1.3.9.1.1 |  |  | L5: Foundations
1.3.9.1.1.1 |  |  | L6: Earthwork
1.3.9.1.1.1.1 |  |  | L7: Structural Excavation
1.3.9.1.1.1.2 |  |  | L7: Backfill imported granular material
1.3.9.1.1.1.3 |  |  | L7: Disposal of excavated material
1.3.9.1.1.2 |  |  | L6: Concrete Including Formwork and Rebar
1.3.9.1.1.2.1 |  |  | L7: Columns to Driver Building
1.3.9.1.1.2.2 |  |  | L7: Grade Beams
1.3.9.1.2 |  |  | L5: Slab on Grade
1.3.9.1.2.1 |  |  | L6: Slab on grade including granular fill
1.3.9.1.2.2 |  |  | L6: Allowance for equipment pads
1.3.9.1.2.3 |  |  | L6: Allowance for utility trenches/pits
1.3.9.2 |  |  | L4: Superstructure - Steel Framing and Concrete Framing | 0
1.3.9.2.1 |  |  | L5: Roof Construction
1.3.9.2.1.1 |  |  | L6: Structural Steel
1.3.9.2.1.2 |  |  | L6: Pre-engineered metal building
1.3.9.2.1.2.1 |  |  | L7: Metal roof deck
1.3.9.2.2 |  |  | L5: Stair Construction
1.3.9.2.2.1 |  |  | L6: Roof Access ladders
1.3.9.3 |  |  | L4: Exterior Closure | 0
1.3.9.3.1 |  |  | L5: Exterior Walls
1.3.9.3.1.1 |  |  | L6: Corrugated metal panels
1.3.9.3.1.2 |  |  | L6: Batt insulation
1.3.9.3.1.3 |  |  | L6: Metal liner panels
1.3.9.3.2 |  |  | L5: Exterior Doors and Windows
1.3.9.3.2.1 |  |  | L6: Exterior Doors
1.3.9.3.2.1.1 |  |  | L7: Single hollow metal doors including frames and hardware
1.3.9.3.2.1.2 |  |  | L7: Overhead door
1.3.9.4 |  |  | L4: Roofing | 0
1.3.9.4.1 |  |  | L5: Fully adhered membrane roofing
1.3.9.4.2 |  |  | L5: Coping
1.3.9.4.3 |  |  | L5: Flashing to roof penetrations
1.3.9.4.4 |  |  | L5: Roof hatch
1.3.9.5 |  |  | L4: Interior Construction | 0
1.3.9.5.1 |  |  | L5: Interior Finishes
1.3.9.5.1.1 |  |  | L6: Floor Finishes
1.3.9.5.1.1.1 |  |  | L7: Sealed concrete
1.3.9.5.1.1.2 |  |  | L7: Allowance for painted walkways
1.3.9.5.1.2 |  |  | L6: Specialties
1.3.9.5.1.2.0.1 |  |  | L8: Office furniture (NIC)
1.3.9.5.1.2.0.2 |  |  | L8: Office Shelving and storage (NIC)
1.3.9.5.1.2.1 |  |  | L7: Miscellaneous
1.3.9.5.1.2.1.1 |  |  | L8: Signage
1.3.9.5.1.2.1.2 |  |  | L8: Bollards
1.3.9.5.1.2.1.3 |  |  | L8: Ductbanks for experimental wiring to driver beams
1.3.9.5.1.2.1.4 |  |  | L8: Miscellaneous metal supports, etc.
1.3.9.6 |  |  | L4: Conveying
1.3.9.7 |  |  | L4: Mechanical | 0
1.3.9.7.1 |  |  | L5: Plumbing
1.3.9.7.1.1 |  |  | L6: Sanitary piping system
1.3.9.7.1.1.1 |  |  | L7: Sanitary piping underground
1.3.9.7.1.1.2 |  |  | L7: Fittings - underground
1.3.9.7.1.1.3 |  |  | L7: Excavation, backfill & compaction
1.3.9.7.1.1.4 |  |  | L7: Floor drains with trap primers
1.3.9.7.1.2 |  |  | L6: Vent piping System
1.3.9.7.1.2.1 |  |  | L7: Vent piping
1.3.9.7.1.2.2 |  |  | L7: Fittings
1.3.9.7.1.2.3 |  |  | L7: Hangers/supports
1.3.9.7.1.2.4 |  |  | L7: VTRs
1.3.9.7.1.3 |  |  | L6: Laboratory waste water system - none
1.3.9.7.1.4 |  |  | L6: Potable/Domestic water system
1.3.9.7.1.4.1 |  |  | L7: Domestic water piping
1.3.9.7.1.4.2 |  |  | L7: Fittings
1.3.9.7.1.4.3 |  |  | L7: Hangers/supports
1.3.9.7.1.4.4 |  |  | L7: Valves
1.3.9.7.1.4.5 |  |  | L7: Insulation
1.3.9.7.1.4.6 |  |  | L7: Hose bibs
1.3.9.7.1.4.7 |  |  | L7: Wall hydrants - freeze proof
1.3.9.7.1.4.8 |  |  | L7: Meter service connection
1.3.9.7.1.4.9 |  |  | L7: Sanitize & flush
1.3.9.7.1.4.10 |  |  | L7: Identification
1.3.9.7.1.4.11 |  |  | L7: General construction associated with plumbing
1.3.9.7.1.5 |  |  | L6: Storm Piping System
1.3.9.7.1.5.1 |  |  | L7: Storm piping - suspended
1.3.9.7.1.5.2 |  |  | L7: Fittings - suspended
1.3.9.7.1.5.3 |  |  | L7: Hangers/supports
1.3.9.7.1.5.4 |  |  | L7: Roof Drains
1.3.9.7.1.5.5 |  |  | L7: Overflow drains
1.3.9.7.1.5.6 |  |  | L7: Insulation
1.3.9.7.2 |  |  | L5: HVAC
1.3.9.7.2.1 |  |  | L6: Equipment
1.3.9.7.2.2 |  |  | L6: Sheetmetal
1.3.9.7.2.3 |  |  | L6: HVAC Piping
1.3.9.7.2.4 |  |  | L6: Chilled Water system
1.3.9.7.2.5 |  |  | L6: Hot Water Piping
1.3.9.7.3 |  |  | L5: Fire Protection System
1.3.9.7.3.1 |  |  | L6: Equipment and Piping
1.3.9.7.3.1.1 |  |  | L7: Sprinkler head
1.3.9.7.3.1.2 |  |  | L7: Sprinkler distribution piping
1.3.9.7.3.1.3 |  |  | L7: Fittings
1.3.9.7.3.1.4 |  |  | L7: Hangers/Supports
1.3.9.7.3.1.5 |  |  | L7: Zone Valve Assembly
1.3.9.7.3.1.6 |  |  | L7: Fire Extinguishers
1.3.9.7.3.2 |  |  | L6: Miscellaneous
1.3.9.7.3.2.1 |  |  | L7: System clean,flush & test
1.3.9.7.3.2.2 |  |  | L7: Identification
1.3.9.7.3.2.3 |  |  | L7: General construction associated with Fire Protection
1.3.9.8 |  |  | L4: Electrical Service and Distribution
1.3.9.9 |  |  | L4: Lighting and Power | 0
1.3.9.9.1 |  |  | L5: Lighting Fixtures
1.3.9.10 |  |  | L4: Special Systems | 0
1.3.9.10.1 |  |  | L5: Fire Alarm System
1.3.9.10.1.1 |  |  | L6: Fire Alarm equipment and connections
1.3.9.10.2 |  |  | L5: Telephone and Data System
1.3.9.10.2.1 |  |  | L6: Telephone terminal board, outlets and empty conduits
1.3.9.10.3 |  |  | L5: Security System
1.3.9.10.3.1 |  |  | L6: Security Equipment and connections
1.3.9.10.3.2 |  |  | L6: Security Access Card readers
1.3.9.10.4 |  |  | L5: Site Wide Paging System
1.3.9.10.4.1 |  |  | L6: Site wide paging equipment and connections
1.3.9.10.5 |  |  | L5: Lightning Protection System
1.3.9.10.5.1 |  |  | L6: Lightning protection equipment and connections
1.3.9.10.5.2 |  |  | L6: Miscellanous equipment and connections
1.3.9.10.5.3 |  |  | L6: General construction work in connection with special systems
1.3.9.10.6 |  |  | L5: Radiation Monitoring/Detection System
1.3.9.10.7 |  |  | L5: Alarm System
1.3.9.10.8 |  |  | L5: Emergency Evacuation System
1.3.9.11 |  |  | L4: Equipment Installation - moving equipment into facility
1.3.10 |  |  | L3: Production Target Area Building - Includes Driver Beam Export (DBX), In-Flight Target Area, ISOL Target Area, Fragment Separator Area, Target Cell Support Facility, and Target Hot Cell | 37885.67 | [12 empty] | 37885.67
1.3.10.1 |  |  | L4: Substructure | 0
1.3.10.1.1 |  |  | L5: Foundations
1.3.10.1.1.1 |  |  | L6: Earthwork
1.3.10.1.2.1.1 |  |  | L7: Structural Excavation
1.3.10.1.2.1.2 |  |  | L7: Backfill imported granular material
1.3.10.1.2.1.3 |  |  | L7: Disposal of excavated material
1.3.10.1.2.1.4 |  |  | L7: Imported fill for berm construction
1.3.10.1.2.1.5 |  |  | L7: Dewatering allowance
1.3.10.1.1.2 |  |  | L6: Special Foundations
1.3.10.1.1.2.1 |  |  | L7: Caissons
1.3.10.1.1.2.2 |  |  | L7: Caissons to Hot Cell Area
1.3.10.1.1.2.3 |  |  | L7: Caissons to Hot Cell Support Area
1.3.10.1.1.3 |  |  | L6: Concrete Including Formwork and Rebar
1.3.10.1.1.3.1 |  |  | L7: Structural Base slab
1.3.10.1.1.3.2 |  |  | L7: Foundation walls
1.3.10.1.1.3.3 |  |  | L7: Foundation Walls
1.3.10.1.1.3.4 |  |  | L7: Interior concrete barrier walls
1.3.10.1.1.3.5 |  |  | L7: Concrete roof slab to tunnels
1.3.10.1.1.3.6 |  |  | L7: Concrete roof slab to tunnels
1.3.10.1.1.3.7 |  |  | L7: Support columns
1.3.10.1.1.3.8 |  |  | L7: Emergency egress access points (including doghouses, stairs,
1.3.10.1.1.3.9 |  |  | L7: Hot Cell and structural base slab
1.3.10.1.1.3.10 |  |  | L7: Hot Cell and Foundation walls
1.3.10.1.2 |  |  | L5: Waterproofing
1.3.10.1.2.1 |  |  | L6: Waterstop
1.3.10.1.2.2 |  |  | L6: Waterproofing liner to excavation
1.3.10.1.2.3 |  |  | L6: Waterproofing below slab on grade
1.3.10.1.2.4 |  |  | L6: Waterproofing membrane to below grade walls
1.3.10.1.2.5 |  |  | L6: Waterproofing membrane to tunnel ceilings
1.3.10.1.2.6 |  |  | L6: Premium for waterproofing at caisson penetrations
1.3.10.1.2.7 |  |  | L6: Premium for waterproofing at column penetrations
1.3.10.1.3 |  |  | L5: Slab on Grade
1.3.10.1.3.1 |  |  | L6: Allowance for equipment pads
1.3.10.1.3.2 |  |  | L6: Elevator Pit
1.3.10.1.3.3 |  |  | L6: Allowance for utility trenches/pits
1.3.10.2 |  |  | L4: Superstructure - Steel Framing and Concrete Framing | 0
1.3.10.2.1 |  |  | L5: Floor construction
1.3.10.2.1.1 |  |  | L6: Concrete Construction
1.3.10.2.1.1.1 |  |  | L7: Hot Cell Walls
1.3.10.2.1.1.2 |  |  | L7: Floor construction to Hot Cell Area
1.3.10.2.1.1.3 |  |  | L7: Slab openings/access hatches
1.3.10.2.1.2 |  |  | L6: Structural Steel
1.3.10.2.1.2.1 |  |  | L7: Structural steel including beams and columns
1.3.10.2.1.2.2 |  |  | L7: Metal roof deck
1.3.10.2.1.2.3 |  |  | L7: Concrete fill to metal deck
1.3.10.2.2 |  |  | L5: Roof Construction
1.3.10.2.2.1 |  |  | L6: Concrete construction
1.3.10.2.2.1.1 |  |  | L7: Hot Cell Walls
1.3.10.2.2.1.2 |  |  | L7: Roof construction to Hot cell Area
1.3.10.2.2.2 |  |  | L6: Structural Steel
1.3.10.2.2.2.1 |  |  | L7: Structural steel including beams and columns
1.3.10.2.2.2.2 |  |  | L7: Metal roof deck
1.3.10.2.3 |  |  | L5: Stair Construction
1.3.10.2.3.1 |  |  | L6: Concrete filled metal pan stairs
1.3.10.2.3.2 |  |  | L6: Roof Access ladders
1.3.10.3 |  |  | L4: Exterior Closure | 0
1.3.10.3.1 |  |  | L5: Exterior Walls
1.3.10.3.1.1 |  |  | L6: Corrugated metal panels
1.3.10.3.1.2 |  |  | L6: Batt insulation
1.3.10.3.1.3 |  |  | L6: Metal liner panels
1.3.10.3.2 |  |  | L5: Exterior Doors and Windows
1.3.10.3.2.1 |  |  | L6: Single hollow metal doors including frames and hardware
1.3.10.3.2.2 |  |  | L6: Overhead doors
1.3.10.4 |  |  | L4: Roofing | 0
1.3.10.4.1 |  |  | L5: Fully adhered membrane roofing
1.3.10.4.2 |  |  | L5: Coping
1.3.10.4.3 |  |  | L5: Flashing to roof penetrations
1.3.10.4.4 |  |  | L5: Roof hatch
1.3.10.5 |  |  | L4: Interior Construction - Target Areas, Hot Cell, and Hot Cell support | 0
1.3.10.5.1 |  |  | L5: Interior Partitions
1.3.10.5.1.1 |  |  | L6: Drywall Partitions
1.3.10.5.1.1.1 |  |  | L7: Standard drywall partitions
1.3.10.5.1.2 |  |  | L6: Masonry Partitions
1.3.10.5.1.2.1 |  |  | L7: CMU partitions
1.3.10.5.2 |  |  | L5: Doors (Including Frame, Hardware, and Finish)
1.3.10.5.2.1 |  |  | L6: Hollow Metal
1.3.10.5.2.1.1 |  |  | L7: Single hollow metal door
1.3.10.5.2.1.2 |  |  | L7: Double hollow metal doors
1.3.10.5.2.1.3 |  |  | L7: Access door to Hot Cell Area
1.3.10.5.2.2 |  |  | L6: Glazing
1.3.10.5.2.2.1 |  |  | L7: Interior glazing to Hot Cell Area
1.3.10.5.3 |  |  | L5: Interior Finishes
1.3.10.5.3.1 |  |  | L6: Floor Finishes
1.3.10.5.3.1.1 |  |  | L7: Hot Cell Support
1.3.10.5.3.1.1.1 |  |  | L8: Ceramic Tile
1.3.10.5.3.1.1.2 |  |  | L8: VCT
1.3.10.5.3.1.1.3 |  |  | L8: Sealed concrete
1.3.10.5.3.1.2 |  |  | L7: Hot Cell Area
1.3.10.5.3.1.2.1 |  |  | L8: Sealed concrete
1.3.10.5.3.1.2.2 |  |  | L8: Allowance for painted walkways
1.3.10.5.3.2 |  |  | L6: Wall Finishes
1.3.10.5.3.2.1 |  |  | L7: Hot Cell Support
1.3.10.5.3.2.1.1 |  |  | L8: Paint
1.3.10.5.3.3 |  |  | L6: Ceiling Finishes
1.3.10.5.3.3.1 |  |  | L7: Hot Cell Support
1.3.10.5.3.3.1.1 |  |  | L8: ACT
1.3.10.5.3.3.1.2 |  |  | L8: Suspended drywall ceiling including paint
1.3.10.5.3.4 |  |  | L6: Specialties
1.3.10.5.3.4.1 |  |  | L7: Toilets
1.3.10.5.3.4.1.1 |  |  | L8: Toilet Partitions
1.3.10.5.3.4.1.2 |  |  | L8: Toilet Accessories
1.3.10.5.3.4.2 |  |  | L7: Locker Room Accessories
1.3.10.5.3.4.2.1 |  |  | L8: Locker room benches, lockers, etc.
1.3.10.5.3.4.3 |  |  | L7: Furniture
1.3.10.5.3.4.3.1 |  |  | L8: Office furniture
1.3.10.5.3.4.3.2 |  |  | L8: Office Shelving and storage
1.3.10.5.3.4.4 |  |  | L7: Miscellaneous
1.3.10.6 |  |  | L4: Interior Construction - Driver Beam Export and Fragment Separator Area | 0
1.3.10.6.1 |  |  | L5: Interior Finishes
1.3.10.6.1.1 |  |  | L6: Floor Finishes
1.3.10.6.1.1.1 |  |  | L7: Sealed concrete
1.3.10.6.1.1.2 |  |  | L7: Allowance for painted walkways
1.3.10.6.1.2 |  |  | L6: Wall Finishes
1.3.10.6.1.2.1 |  |  | L7: Paint to concrete walls
1.3.10.6.1.3 |  |  | L6: Ceiling Finishes
1.3.10.6.1.3.1 |  |  | L7: Paint to concrete ceilings
1.3.10.6.2 |  |  | L5: Specialties
1.3.10.6.2.1 |  |  | L6: Signage
1.3.10.6.2.3 |  |  | L6: Miscellaneous metal supports, etc.
1.3.10.7 |  |  | L4: Conveying | 0
1.3.10.7.1 |  |  | L5: Elevators
1.3.10.7.1.1 |  |  | L6: 3 stop hydraulic elevator
1.3.10.7.2 |  |  | L5: Remote Handling Systems
1.3.10.7.2.1 |  |  | L6: Bridge cranes including rails and stops
1.3.10.7.2.1.1 |  |  | L7: Bridge crane for In-Flight Target Area
1.3.10.7.2.1.2 |  |  | L7: Bridge crane for ISOL Target Area
1.3.10.7.2.1.3 |  |  | L7: Bridge crane for Hot Cell
1.3.10.7.2.1.4 |  |  | L7: Bridge crane for Hot Cell Support
1.3.10.7.2.2 |  |  | L6: Hot Cell Manipulators
1.3.10.7.2.3 |  |  | L6: Hot Cell Transfer ports
1.3.10.7.2.4 |  |  | L6: Others
1.3.10.8 |  |  | L4: Mechanical | 0
1.3.10.8.1 |  |  | L5: Plumbing
1.3.10.8.1.1 |  |  | L6: Subdrainage System
1.3.10.8.1.1.1 |  |  | L7: Sump pumps, basins, sensors & controls
1.3.10.8.1.1.2 |  |  | L7: Subdrainage piping
1.3.10.8.1.1.3 |  |  | L7: Fittings
1.3.10.8.1.1.4 |  |  | L7: Trenching, backfill and compaction
1.3.10.8.1.1.5 |  |  | L7: Rod out basins
1.3.10.8.1.1.6 |  |  | L7: General construction associated with plumbing
1.3.10.8.1.2 |  |  | L6: Others
1.3.10.8.2 |  |  | L5: HVAC - All Areas
1.3.10.8.2.1 |  |  | L6: Equipment - including HEPA filtration systems
1.3.10.8.2.2 |  |  | L6: Sheetmetal
1.3.10.8.2.3 |  |  | L6: HVAC Piping
1.3.10.8.2.3.1 |  |  | L7: Chilled Water system
1.3.10.8.2.3.2 |  |  | L7: Hot Water Piping
1.3.10.8.3 |  |  | L5: Fire Protection System
1.3.10.8.3.1 |  |  | L6: Equipment and Piping
1.3.10.8.3.1.1 |  |  | L7: Sprinkler heads
1.3.10.8.3.1.2 |  |  | L7: Sprinkler distribution piping
1.3.10.8.3.1.3 |  |  | L7: Fittings
1.3.10.8.3.1.4 |  |  | L7: Hangers/supports
1.3.10.8.3.1.5 |  |  | L7: Zone valve assembly
1.3.10.8.3.1.6 |  |  | L7: Fire Extinguishers
1.3.10.8.3.1.7 |  |  | L7: Dry pipe valve assembly
1.3.10.8.3.1.8 |  |  | L7: Air compressor
1.3.10.8.3.2 |  |  | L6: Miscellaneous
1.3.10.8.3.2.1 |  |  | L7: System clean,flush, and test
1.3.10.8.3.2.2 |  |  | L7: Identification
1.3.10.8.3.2.3 |  |  | L7: General construction associated with Fire Protection
1.3.10.9 |  |  | L4: Electrical Service and Distribution | 0
1.3.10.9.1 |  |  | L5: Driver Beam Export (BDX) Area
1.3.10.9.2 |  |  | L5: In-Flight Target Area
1.3.10.9.3 |  |  | L5: ISOL Target Area
1.3.10.9.4 |  |  | L5: Hot Cell
1.3.10.9.5 |  |  | L5: Fragment Separator (FRS) Area
1.3.10.9.6 |  |  | L5: Hot Cell and Target Support Area
1.3.10.10 |  |  | L4: Lighting and Power | 0
1.3.10.10.1 |  |  | L5: Driver Beam Export (BDX) Area
1.3.10.10.2 |  |  | L5: In-Flight Target Area
1.3.10.10.3 |  |  | L5: ISOL Target Area
1.3.10.10.4 |  |  | L5: Hot Cell
1.3.10.10.5 |  |  | L5: Fragment Separator (FRS) Area
1.3.10.10.6 |  |  | L5: Hot Cell and Target Support Area
1.3.10.11 |  |  | L4: Special Systems | 0
1.3.10.11.1 |  |  | L5: Fire Alarm System
1.3.10.11.1.1 |  |  | L6: Fire Alarm equipment and connections
1.3.10.11.2 |  |  | L5: Telephone and Data System
1.3.10.11.2.1 |  |  | L6: Telephone terminal board, outlets and empty conduits
1.3.10.11.3 |  |  | L5: Security System
1.3.10.11.3.1 |  |  | L6: Security Equipment and connections
1.3.10.11.3.2 |  |  | L6: Security Access Card readers
1.3.10.11.4 |  |  | L5: Site Wide Paging System
1.3.10.11.4.1 |  |  | L6: Site wide paging equipment and connections
1.3.10.11.5 |  |  | L5: Lightning Protection System
1.3.10.11.5.1 |  |  | L6: Lightning protection equipment and connections
1.3.10.11.5.2 |  |  | L6: Miscellanous equipment and connections
1.3.10.11.5.3 |  |  | L6: General construction work in connection with special systems
1.3.10.11.6 |  |  | L5: Radiation Monitoring/Detection System
1.3.10.11.7 |  |  | L5: Alarm System
1.3.10.11.8 |  |  | L5: Emergency Evacuation System
1.3.10.11.9 |  |  | L5: Portable Equipment Shielding Blocks and Systems
1.3.10.11.9.1 |  |  | L6: In-Flight Target Shielding
1.3.10.11.9.2 |  |  | L6: ISOL Target Shielding
1.3.10.11.9.3 |  |  | L6: Beam Dump Shielding
1.3.10.11.9.4 |  |  | L6: Others
1.3.10.11.10 |  |  | L5: Hot Cell Instrumentation and Control
1.3.10.11.11 |  |  | L5: Personnel Access Control
1.3.10.11.11.1 |  |  | L6: Access permission control
1.3.10.11.11.2 |  |  | L6: Video monitoring system
1.3.10.11.11.3 |  |  | L6: Interlocks
1.3.10.11.12 |  |  | L5: Radioactive Gas Removal System
1.3.10.11.12.1 |  |  | L6: Equipment
1.3.10.11.12.2 |  |  | L6: Gas Decay Storage Tanks
1.3.10.11.12.3 |  |  | L6: Vacuum exhaust discharge system
1.3.10.11.13 |  |  | L5: Primary Beam Dump Areas
1.3.10.11.13.1 |  |  | L6: LINAC beam area
1.3.10.11.13.2 |  |  | L6: Zero-angle beam area
1.3.10.11.14 |  |  | L5: Equipment Storage Areas
1.3.10.11.14.1 |  |  | L6: ISOL modules
1.3.10.11.14.2 |  |  | L6: In-Flight target modules
1.3.10.11.14.3 |  |  | L6: Maintenance equipment
1.3.10.11.15 |  |  | L5: Specialized Wall Penetrations
1.3.10.12 |  |  | L4: Equipment Installation - moving equipment into facility
1.3.11 |  |  | L3: Low Energy Experimental Area Building - Charge State Booster Area (LET,PAB,EXT,PRI,ISA,EXA), Fragment Facility, RIB Linac | 11728.531 | [12 empty] | 11728.531
1.3.11.1 |  |  | L4: Demolition - for charge state booster | 0
1.3.11.1.1 |  |  | L5: Exterior Demolition
1.3.11.1.1.1 |  |  | L6: Remove existing earth berms for new construction
1.3.11.1.1.2 |  |  | L6: Remove metal siding at wall between new and existing construction
1.3.11.1.1.3 |  |  | L6: Remove concrete wall between new and existing wall
1.3.11.1.1.4 |  |  | L6: Miscellaneous site demolition
1.3.11.1.1.5 |  |  | L6: Temporary protection
1.3.11.2 |  |  | L4: Substructure | 0
1.3.11.2.1 |  |  | L5: Foundations
1.3.11.2.1.1 |  |  | L6: Earthwork
1.3.11.2.1.1.1 |  |  | L7: Structural Excavation
1.3.11.2.1.1.2 |  |  | L7: Premium for excavation near existing construction
1.3.11.2.1.1.3 |  |  | L7: Backfill imported granular material
1.3.11.2.1.1.4 |  |  | L7: Disposal of excavated material
1.3.11.2.1.1.5 |  |  | L7: Earth berms to perimeter of wall
1.3.11.2.1.2 |  |  | L6: Special Foundations
1.3.11.2.1.2.1 |  |  | L7: Caissons, charge state booster
1.3.11.2.1.2.2 |  |  | L7: Caissons,Fragment Facility
1.3.11.2.1.3 |  |  | L6: Concrete Including Formwork and Rebar
1.3.11.2.1.3.1 |  |  | L7: Grade beams to perimeter of building
1.3.11.2.1.3.2 |  |  | L7: Grade beams to interior
1.3.11.2.1.3.3 |  |  | L7: Foundation walls,
1.3.11.2.1.3.4 |  |  | L7: Structural Base slab - FEX
1.3.11.2.1.3.5 |  |  | L7: Foundation walls,- FEX
1.3.11.2.1.3.6 |  |  | L7: Interior concrete barrier walls, - FEX
1.3.11.2.1.3.7 |  |  | L7: Concrete roof slab to tunnels, - FEX
1.3.11.2.1.3.8 |  |  | L7: Concrete roof slab to pedestrian tunnel, - FEX
1.3.11.2.1.3.9 |  |  | L7: Exits to grade - FEX
1.3.11.2.2 |  |  | L5: Waterproofing
1.3.11.2.2.1 |  |  | L6: Waterstop
1.3.11.2.2.2 |  |  | L6: Waterproofing membrane below slab on grade
1.3.11.2.2.3 |  |  | L6: Waterproofing membrane to below grade walls.
1.3.11.2.2.4 |  |  | L6: Waterproofing membrane to tunnel ceilings
1.3.11.2.2.5 |  |  | L6: Premium for waterproofing at caisson penetrations
1.3.11.2.2.6 |  |  | L6: Premium for waterproofing at column penetrations
1.3.11.2.3 |  |  | L5: Slab on Grade
1.3.11.2.3.1 |  |  | L6: Slab on grade including granular fill
1.3.11.2.3.2 |  |  | L6: Repairs to slab on grade at junction with existing constructoin
1.3.11.2.3.3 |  |  | L6: Allowance for equipment pads
1.3.11.2.3.4 |  |  | L6: Allowance for utility trenches/pits
1.3.11.3 |  |  | L4: Superstructure - Steel Framing and Concrete Framing | 0
1.3.11.3.1 |  |  | L5: Roof Construction
1.3.11.3.1.1 |  |  | L6: Structural Steel
1.3.11.3.1.1.1 |  |  | L7: Structural steel including beams and columns
1.3.11.3.1.1.2 |  |  | L7: Metal roof deck
1.3.11.3.2 |  |  | L5: Stair Construction
1.3.11.3.2.1 |  |  | L6: Roof Access ladders
1.3.11.3.2.2 |  |  | L6: Stairs to grade - FEX only
1.3.11.4 |  |  | L4: Exterior Closure | 0
1.3.11.4.1 |  |  | L5: Exterior Walls
1.3.11.4.1.1 |  |  | L6: Corrugated metal panels
1.3.11.4.1.2 |  |  | L6: Batt insulation
1.3.11.4.1.3 |  |  | L6: Metal liner panels
1.3.11.4.1.4 |  |  | L6: Expansion joint at junction with existing construction
1.3.11.4.2 |  |  | L5: Exterior Doors and Windows
1.3.11.4.2.1 |  |  | L6: Exterior Doors
1.3.11.4.2.1.1 |  |  | L7: Single hollow metal doors including frames and hardware - both
1.3.11.4.2.1.2 |  |  | L7: Overhead door
1.3.11.5 |  |  | L4: Roofing | 0
1.3.11.5.1 |  |  | L5: Fully adhered membrane roofing
1.3.11.5.2 |  |  | L5: Coping
1.3.11.5.3 |  |  | L5: Flashing to roof penetrations
1.3.11.5.4 |  |  | L5: Expansion joint between new and existing roofs CSB only
1.3.11.5.5 |  |  | L5: Roof hatch
1.3.11.6 |  |  | L4: Interior Construction | 0
1.3.11.6.1 |  |  | L5: Interior Partitions - CSB only
1.3.11.6.1.1 |  |  | L6: Masonry Partitions
1.3.11.6.1.1.1 |  |  | L7: CMU partitions to air lock
1.3.11.6.2 |  |  | L5: Doors (Including Frame, Hardware, and Finish) - CSB only
1.3.11.6.2.1.1 |  |  | L7: Air lock doors with electric operators
1.3.11.6.3 |  |  | L5: Interior Finishes
1.3.11.6.3.1 |  |  | L6: Floor Finishes
1.3.11.6.3.1.1 |  |  | L7: Sealed concrete
1.3.11.6.3.1.2 |  |  | L7: Allowance for painted walkways
1.3.11.6.3.2 |  |  | L6: Wall Finishes
1.3.11.6.3.2.1 |  |  | L7: Paint
1.3.11.6.3.2.2 |  |  | L7: Paint to concrete walls - FEX
1.3.11.6.3.3 |  |  | L6: Ceiling Finishes
1.3.11.6.3.3.1 |  |  | L7: Painted drywall ceilings to air lock
1.3.11.6.3.3.2 |  |  | L7: Paint to concrete ceilings - FEX
1.3.11.6.3.4 |  |  | L6: Specialties
1.3.11.6.3.4.1 |  |  | L8: Toilet Partitions
1.3.11.6.3.4.2 |  |  | L8: Toilet Accessories
1.3.11.6.3.4.3 |  |  | L7: Lockers, benches, etc, to air lock - CSB
1.3.11.6.3.4.4 |  |  | L7: Shower partitions - CSB
1.3.11.6.3.4.4.1 |  |  | L8: Office furniture
1.3.11.6.3.4.4.2 |  |  | L8: Office Shelving and storage
1.3.11.6.3.4.5 |  |  | L7: Miscellaneous
1.3.11.6.3.4.5.1 |  |  | L8: Signage
1.3.11.6.3.4.5.2 |  |  | L8: Bollards
1.3.11.6.3.4.5.3 |  |  | L8: Miscellaneous metal supports, etc.
1.3.11.7 |  |  | L4: Conveying | 0
1.3.11.7.1 |  |  | L5: Crane including rails and stops - CSB
1.3.11.7.2.1 |  |  | L6: bridge crane system
1.3.11.8 |  |  | L4: Mechanical | 0
1.3.11.8.1 |  |  | L5: Plumbing
1.3.11.8.1.1 |  |  | L6: Equipment - CSB
1.3.11.8.1.1.1 |  |  | L7: Domestic hot water heater-electric
1.3.11.8.1.1.2 |  |  | L7: Elevator sump pump
1.3.11.8.1.2 |  |  | L6: Plumbing Fixtures - CSB
1.3.11.8.1.2.1 |  |  | L7: Emergency showers
1.3.11.8.1.3 |  |  | L6: Sanitary piping system
1.3.11.8.1.3.1 |  |  | L7: Sanitary piping underground
1.3.11.8.1.3.2 |  |  | L7: Fittings - underground
1.3.11.8.1.3.3 |  |  | L7: Sanitary piping - suspended - CSB
1.3.11.8.1.3.4 |  |  | L7: Fittings - suspended - CSB
1.3.11.8.1.3.5 |  |  | L7: Hangers/supports - CSB
1.3.11.8.1.3.6 |  |  | L7: Excavation, backfill & compaction
1.3.11.8.1.3.7 |  |  | L7: Floor drains
1.3.11.8.1.3.8 |  |  | L7: Connections - fixtures - CSB
1.3.11.8.1.4 |  |  | L6: Vent piping System
1.3.11.8.1.4.1 |  |  | L7: Vent piping
1.3.11.8.1.4.2 |  |  | L7: Fittings
1.3.11.8.1.4.3 |  |  | L7: Hangers/supports
1.3.11.8.1.4.4 |  |  | L7: Connections - fixtures - CSB
1.3.11.8.1.4.5 |  |  | L7: VTRs
1.3.11.8.1.5 |  |  | L6: Laboratory waste water system - none
1.3.11.8.1.6 |  |  | L6: Potable/Domestic water system
1.3.11.8.1.6.1 |  |  | L7: Domestic water piping
1.3.11.8.1.6.2 |  |  | L7: Fittings
1.3.11.8.1.6.3 |  |  | L7: Hangers/supports
1.3.11.8.1.6.4 |  |  | L7: Valves
1.3.11.8.1.6.5 |  |  | L7: Insulation
1.3.11.8.1.6.6 |  |  | L7: Hose bibs - CSB
1.3.11.8.1.6.7 |  |  | L7: Wall hydrants - freeze proof
1.3.11.8.1.6.8 |  |  | L7: Meter service connection
1.3.11.8.1.6.9 |  |  | L7: Connections - plumbing fixtures - CSB
1.3.11.8.1.6.10 |  |  | L7: Sanitize & flush
1.3.11.8.1.6.11 |  |  | L7: Identification
1.3.11.8.1.7 |  |  | L6: Lab Gas System (CA/N2) - CSB
1.3.11.8.1.7.1 |  |  | L7: Turrets and outlets
1.3.11.8.1.7.2 |  |  | L7: Distribution piping
1.3.11.8.1.7.3 |  |  | L7: Fittings
1.3.11.8.1.7.4 |  |  | L7: Hanger & supports
1.3.11.8.1.7.5 |  |  | L7: Valves
1.3.11.8.1.7.6 |  |  | L7: Equipment connections
1.3.11.8.1.8 |  |  | L6: Storm Piping System
1.3.11.8.1.8.1 |  |  | L7: Storm piping - suspended
1.3.11.8.1.8.2 |  |  | L7: Fittings - suspended
1.3.11.8.1.8.3 |  |  | L7: Hangers/supports
1.3.11.8.1.8.4 |  |  | L7: Roof Drains
1.3.11.8.1.8.5 |  |  | L7: Overflow drains
1.3.11.8.1.8.6 |  |  | L7: Insulation
1.3.11.8.1.9 |  |  | L6: Subdrainage System
1.3.11.8.1.9.1 |  |  | L7: Sump pumps with basins
1.3.11.8.1.9.2 |  |  | L7: Subdrainage piping
1.3.11.8.1.9.3 |  |  | L7: Fittings
1.3.11.8.1.9.4 |  |  | L7: Trenching, backfill and compaction
1.3.11.8.1.9.5 |  |  | L7: Rod out basins
1.3.11.8.1.9.6 |  |  | L7: Controls, sensors, and alarms
1.3.11.8.1.9.7 |  |  | L7: General construction associated with plumbing
1.3.11.8.2 |  |  | L5: HVAC
1.3.11.8.2.1 |  |  | L6: Equipment -
1.3.11.8.2.2 |  |  | L6: Sheetmetal
1.3.11.8.2.3 |  |  | L6: HVAC Piping
1.3.11.8.2.4 |  |  | L6: Chilled Water system
1.3.11.8.2.5 |  |  | L6: Hot Water Piping
1.3.11.8.3 |  |  | L5: Fire Protection System
1.3.11.8.3.1 |  |  | L6: Equipment and Piping
1.3.11.8.3.1.1 |  |  | L7: Sprinkler head
1.3.11.8.3.1.2 |  |  | L7: Sprinkler distribution piping
1.3.11.8.3.1.3 |  |  | L7: Fittings
1.3.11.8.3.1.4 |  |  | L7: Hangers/Supports
1.3.11.8.3.1.5 |  |  | L7: Zone Valve Assembly
1.3.11.8.3.1.6 |  |  | L7: Fire Extinguishers
1.3.11.8.3.2 |  |  | L6: Miscellaneous
1.3.11.8.3.2.1 |  |  | L7: System clean,flush & test
1.3.11.8.3.2.2 |  |  | L7: Identification
1.3.11.8.3.2.3 |  |  | L7: General construction associated with Fire Protection
1.3.11.9 |  |  | L4: Electrical Service and Distribution
1.3.11.10 |  |  | L4: Lighting and Power | 0
1.3.11.10.1 |  |  | L5: Lighting Fxtures
1.3.11.11 |  |  | L4: Special Systems | 0
1.3.11.11.1 |  |  | L5: Fire Alarm System
1.3.11.11.1.1 |  |  | L6: Fire Alarm equipment and connections
1.3.11.11.2 |  |  | L5: Telephone and Data System
1.3.11.11.2.1 |  |  | L6: Telephone terminal board, outlets and empty conduits
1.3.11.11.3 |  |  | L5: Security System
1.3.11.11.3.1 |  |  | L6: Security Equipment and connections
1.3.11.11.3.2 |  |  | L6: Security Access Card readers
1.3.11.11.4 |  |  | L5: Site Wide Paging System
1.3.11.11.4.1 |  |  | L6: Site wide paging equipment and connections
1.3.11.11.5 |  |  | L5: Lightning Protection System
1.3.11.11.5.1 |  |  | L6: Lightning protection equipment and connections
1.3.11.11.5.2 |  |  | L6: Miscellanous equipment and connections
1.3.11.11.5.3 |  |  | L6: General construction work in connection with special systems
1.3.11.11.6 |  |  | L5: Radiation Monitoring/Detection System
1.3.11.11.7 |  |  | L5: Alarm System
1.3.11.11.8 |  |  | L5: Emergency Evacuation System
1.3.11.12 |  |  | L4: Equipment Installation - moving equipment into facility
1.3.12 |  |  | L3: New Experimental Area Building - New Experimental Area 5 | 3109.09 | [12 empty] | 3109.09
1.3.12.1 |  |  | L4: Demolition | 0
1.3.12.1.1 |  |  | L5: Exterior Demolition
1.3.12.1.1.1 |  |  | L6: Remove existing earth berms for new construction
1.3.12.1.1.2 |  |  | L6: Remove metal siding at wall between new and existing construction
1.3.12.1.1.3 |  |  | L6: Remove concrete wall between new and existing wall
1.3.12.1.1.4 |  |  | L6: Miscellaneous site demolition
1.3.12.1.1.5 |  |  | L6: Temporary protection
1.3.12.2 |  |  | L4: Substructure | 0
1.3.12.2.1 |  |  | L5: Foundations
1.3.12.2.1.1 |  |  | L6: Earthwork
1.3.12.2.1.1.1 |  |  | L7: Structural Excavation
1.3.12.2.1.1.2 |  |  | L7: Premium for excavation near existing construction
1.3.12.2.1.1.3 |  |  | L7: Backfill imported granular material
1.3.12.2.1.1.4 |  |  | L7: Disposal of excavated material
1.3.12.2.1.1.5 |  |  | L7: Earth berms to perimeter of wall
1.3.12.2.1.3 |  |  | L6: Concrete Including Formwork and Rebar
1.3.12.2.1.3.1 |  |  | L7: Strip footings
1.3.12.2.1.3.2 |  |  | L7: Spread footings
1.3.12.2.1.3.3 |  |  | L7: Foundation walls, thickness not specified
1.3.12.2.2 |  |  | L5: Slab on Grade
1.3.12.2.2.1 |  |  | L6: Slab on grade including granular fill
1.3.12.2.2.2 |  |  | L6: Repairs to slab on grade at junction with existing constructoin
1.3.12.2.2.3 |  |  | L6: Allowance for equipment pads
1.3.12.2.2.4 |  |  | L6: Allowance for utility trenches/pits
1.3.12.3 |  |  | L4: Superstructure - Steel Framing and Concrete Framing | 0
1.3.12.3.1 |  |  | L5: Roof Construction
1.3.12.3.1.1 |  |  | L6: Structural Steel
1.3.12.3.1.1.1 |  |  | L7: Structural steel including beams and columns
1.3.12.3.1.1.2 |  |  | L7: Metal roof deck
1.3.12.3.2 |  |  | L5: Stair Construction
1.3.12.3.2.1 |  |  | L6: Roof Access ladders
1.3.12.4 |  |  | L4: Exterior Closure | 0
1.3.12.4.1 |  |  | L5: Exterior Walls
1.3.12.4.1.1 |  |  | L6: Corrugated metal panels
1.3.12.4.1.2 |  |  | L6: Batt insulation
1.3.12.4.1.3 |  |  | L6: Metal liner panels
1.3.12.4.1.4 |  |  | L6: Expansion joint at junction with existing construction
1.3.12.4.2 |  |  | L5: Exterior Doors and Windows
1.3.12.4.2.1 |  |  | L6: Single hollow metal doors including frames and hardware
1.3.12.4.2.2 |  |  | L6: Overhead door
1.3.12.5 |  |  | L4: Roofing | 0
1.3.12.5.1 |  |  | L5: Fully adhered membrane roofing
1.3.12.5.2 |  |  | L5: Coping
1.3.12.5.3 |  |  | L5: Flashing to roof penetrations
1.3.12.5.4 |  |  | L5: Expansion joint between new and existing roofs
1.3.12.5.5 |  |  | L5: Roof hatch
1.3.12.6 |  |  | L4: Interior Construction | 0
1.3.12.6.1 |  |  | L5: Interior Finishes
1.3.12.6.1.1 |  |  | L6: Floor Finishes
1.3.12.6.1.1.1 |  |  | L7: Sealed concrete
1.3.12.6.1.1.2 |  |  | L7: Allowance for painted walkways
1.3.12.6.1.2 |  |  | L6: Wall Finishes
1.3.12.6.1.2.1 |  |  | L7: Paint to concrete walls, above grade
1.3.12.6.1.3 |  |  | L6: Specialties
1.3.12.6.1.3.0.1 |  |  | L8: Office furniture
1.3.12.6.1.3.0.2 |  |  | L8: Office Shelving and storage
1.3.12.6.1.3.1 |  |  | L7: Miscellaneous
1.3.12.6.1.3.1.1 |  |  | L8: Signage
1.3.12.6.1.3.1.2 |  |  | L8: Bollards
1.3.12.6.1.3.1.3 |  |  | L8: Miscellaneous metal supports, etc.
1.3.12.7 |  |  | L4: Conveying | 0
1.3.12.7.1 |  |  | L5: Crane including rails and stops
1.3.12.7.1.1 |  |  | L6: bridge crane system
1.3.12.8 |  |  | L4: Mechanical | 0
1.3.12.8.1 |  |  | L5: Plumbing
1.3.12.8.1.1 |  |  | L6: Sanitary piping system
1.3.12.8.1.1.1 |  |  | L7: Sanitary piping underground
1.3.12.8.1.1.2 |  |  | L7: Fittings - underground
1.3.12.8.1.1.3 |  |  | L7: Sanitary piping - suspended
1.3.12.8.1.1.4 |  |  | L7: Fittings - suspended
1.3.12.8.1.1.5 |  |  | L7: Hangers/supports
1.3.12.8.1.1.6 |  |  | L7: Excavation, backfill & compaction
1.3.12.8.1.1.7 |  |  | L7: Floor drains
1.3.12.8.1.2 |  |  | L6: Vent piping System
1.3.12.8.1.2.1 |  |  | L7: Vent piping
1.3.12.8.1.2.2 |  |  | L7: Fittings
1.3.12.8.1.2.3 |  |  | L7: Hangers/supports
1.3.12.8.1.2.4 |  |  | L7: VTRs
1.3.12.8.1.3 |  |  | L6: Laboratory waste water system
1.3.12.8.1.4 |  |  | L6: Potable/Domestic water system
1.3.12.8.1.4.1 |  |  | L7: Domestic water piping
1.3.12.8.1.4.2 |  |  | L7: Fittings
1.3.12.8.1.4.3 |  |  | L7: Hangers/supports
1.3.12.8.1.4.4 |  |  | L7: Valves
1.3.12.8.1.4.5 |  |  | L7: Insulation
1.3.12.8.1.4.6 |  |  | L7: Hose bibs
1.3.12.8.1.4.7 |  |  | L7: Wall hydrants - freeze proof
1.3.12.8.1.4.8 |  |  | L7: Sanitize & flush
1.3.12.8.1.4.9 |  |  | L7: Identification
1.3.12.8.1.5 |  |  | L6: Lab Gas System (CA/N2)
1.3.12.8.1.5.1 |  |  | L7: Turrets and outlets
1.3.12.8.1.5.2 |  |  | L7: Distribution piping
1.3.12.8.1.5.3 |  |  | L7: Fittings
1.3.12.8.1.5.4 |  |  | L7: Hanger & supports
1.3.12.8.1.5.5 |  |  | L7: Valves
1.3.12.8.1.5.6 |  |  | L7: Equipment connections
1.3.12.8.1.5.7 |  |  | L7: General construction associated with plumbing
1.3.12.8.1.6 |  |  | L6: Storm Piping System
1.3.12.8.1.6.1 |  |  | L7: Storm piping - suspended
1.3.12.8.1.6.2 |  |  | L7: Fittings - suspended
1.3.12.8.1.6.3 |  |  | L7: Hangers/supports
1.3.12.8.1.6.4 |  |  | L7: Roof Drains
1.3.12.8.1.6.5 |  |  | L7: Overflow drains
1.3.12.8.1.6.6 |  |  | L7: Insulation
1.3.12.8.2 |  |  | L5: HVAC
1.3.12.8.2.1 |  |  | L6: Equipment
1.3.12.8.2.2 |  |  | L6: Sheetmetal
1.3.12.8.2.3 |  |  | L6: HVAC Piping
1.3.12.8.2.4 |  |  | L6: Chilled Water system
1.3.12.8.2.5 |  |  | L6: Hot Water Piping
1.3.12.8.3 |  |  | L5: Fire Protection System
1.3.12.8.3.1 |  |  | L6: Equipment and Piping
1.3.12.8.3.1.1 |  |  | L7: Sprinkler head
1.3.12.8.3.1.2 |  |  | L7: Sprinkler distribution piping
1.3.12.8.3.1.3 |  |  | L7: Fittings
1.3.12.8.3.1.4 |  |  | L7: Hangers/Supports
1.3.12.8.3.1.5 |  |  | L7: Zone Valve Assembly
1.3.12.8.3.1.6 |  |  | L7: Fire Extinguishers
1.3.12.8.3.2 |  |  | L6: Miscellaneous
1.3.12.8.3.2.1 |  |  | L7: System clean,flush & test
1.3.12.8.3.2.2 |  |  | L7: Identification
1.3.12.8.3.2.3 |  |  | L7: General construction associated with Fire Protection
1.3.12.9 |  |  | L4: Electrical Service and Distribution
1.3.12.10 |  |  | L4: Lighting and Power | 0
1.3.12.10.1 |  |  | L5: Lighting Fixtures
1.3.12.11 |  |  | L4: Special Systems | 0
1.3.12.11.1 |  |  | L5: Fire Alarm System
1.3.12.11.1.1 |  |  | L6: Fire Alarm equipment and connections
1.3.12.11.2 |  |  | L5: Telephone and Data System
1.3.12.11.2.1 |  |  | L6: Telephone terminal board, outlets and empty conduits
1.3.12.11.3 |  |  | L5: Security System
1.3.12.11.3.1 |  |  | L6: Security Equipment and connections
1.3.12.11.3.2 |  |  | L6: Security Access Card Readers
1.3.12.11.4 |  |  | L5: Site Wide Paging System
1.3.12.11.4.1 |  |  | L6: Site wide paging equipment and connections
1.3.12.11.5 |  |  | L5: Lightning Protection System
1.3.12.11.5.1 |  |  | L6: Lightning protection equipment and connections
1.3.12.11.5.2 |  |  | L6: Miscellanous equipment and connections
1.3.12.11.5.3 |  |  | L6: General construction work in connection with special systems
1.3.12.11.6 |  |  | L5: Radiation Monitoring/Detection System - none
1.3.12.11.7 |  |  | L5: Alarm System - none
1.3.12.11.8 |  |  | L5: Emergency Evacuation System - none
1.3.12.12 |  |  | L4: Equipment Installation - moving equipment into facility
1.3.13 |  |  | L3: High Energy Experimental Area Building | 23286.748 | [12 empty] | 23286.748
1.3.13.1 |  |  | L4: Substructure | 0
1.3.13.1.1 |  |  | L5: Foundations
1.3.13.1.1.1 |  |  | L6: Earthwork
1.3.13.1.1.1.1 |  |  | L7: Structural Excavation
1.3.13.1.1.1.2 |  |  | L7: Premium for excavation near existing construction
1.3.13.1.1.1.3 |  |  | L7: Backfill imported granular material
1.3.13.1.1.1.4 |  |  | L7: Disposal of excavated material
1.3.13.1.1.1.5 |  |  | L7: Earth berms to perimeter of wall
1.3.13.1.1.2 |  |  | L6: Special Foundations
1.3.13.1.1.3 |  |  | L6: Concrete Including Formwork and Rebar
1.3.13.1.2 |  |  | L5: Waterproofing
1.3.13.1.3 |  |  | L5: Slab on Grade
1.3.13.2 |  |  | L4: Superstructure - Steel Framing and Concrete Framing | 0
1.3.13.2.1 |  |  | L5: Roof Construction
1.3.13.2.1.1 |  |  | L6: Structural Steel
1.3.13.2.1.1.1 |  |  | L7: Structural steel including beams and columns
1.3.13.2.1.1.2 |  |  | L7: Metal roof deck
1.3.13.2.2 |  |  | L5: Stair Construction
1.3.13.2.2.1 |  |  | L6: Roof Access ladders
1.3.13.2.2.2 |  |  | L6: Stairs to grade - FEX only
1.3.13.3 |  |  | L4: Exterior Closure | 0
1.3.13.3.1 |  |  | L5: Exterior Walls
1.3.13.3.2 |  |  | L5: Exterior Doors and Windows
1.3.13.3.2.1 |  |  | L6: Exterior Doors
1.3.13.4 |  |  | L4: Roofing | 0
1.3.13.4.1 |  |  | L5: Fully adhered membrane roofing
1.3.13.4.2 |  |  | L5: Coping
1.3.13.4.3 |  |  | L5: Flashing to roof penetrations
1.3.13.4.4 |  |  | L5: Expansion joint between new and existing roofs
1.3.13.4.5 |  |  | L5: Roof hatch
1.3.13.5 |  |  | L4: Interior Construction | 0
1.3.13.5.1 |  |  | L5: Interior Partitions
1.3.13.5.1.1 |  |  | L6: Masonry Partitions
1.3.13.5.1.1.1 |  |  | L7: CMU partitions to air lock
1.3.13.5.2 |  |  | L5: Doors (Including Frame, Hardware, and Finish)
1.3.13.5.3 |  |  | L5: Interior Finishes
1.3.13.5.3.1 |  |  | L6: Floor Finishes
1.3.13.5.3.1.1 |  |  | L7: Sealed concrete
1.3.13.5.3.1.2 |  |  | L7: Allowance for painted walkways
1.3.13.5.3.2 |  |  | L6: Wall Finishes
1.3.13.5.3.2.1 |  |  | L7: Paint
1.3.13.5.3.2.2 |  |  | L7: Paint to concrete walls
1.3.13.5.3.3 |  |  | L6: Ceiling Finishes
1.3.13.5.3.4 |  |  | L6: Specialties
1.3.13.5.3.4.1 |  |  | L7: Miscellaneous
1.3.13.5.3.4.3.1 |  |  | L8: Signage
1.3.13.5.3.4.3.2 |  |  | L8: Bollards
1.3.13.5.3.4.3.3 |  |  | L8: Miscellaneous metal supports, etc.
1.3.13.6 |  |  | L4: Conveying
1.3.13.7 |  |  | L4: Mechanical | 0
1.3.13.7.1 |  |  | L5: Plumbing
1.3.13.7.1.1 |  |  | L6: Equipment - CSB
1.3.13.7.1.2 |  |  | L6: Plumbing Fixtures - CSB
1.3.13.7.1.3 |  |  | L6: Sanitary piping system
1.3.13.7.1.4 |  |  | L6: Vent piping System
1.3.13.7.1.5 |  |  | L6: Laboratory waste water system - none
1.3.13.7.1.6 |  |  | L6: Potable/Domestic water system
1.3.13.7.1.7 |  |  | L6: Lab Gas System (CA/N2) - CSB
1.3.13.7.1.8 |  |  | L6: Storm Piping System
1.3.13.7.1.9 |  |  | L6: Subdrainage System
1.3.13.7.2 |  |  | L5: HVAC
1.3.13.7.3 |  |  | L5: Fire Protection System
1.3.13.7.3.1 |  |  | L6: Equipment and Piping
1.3.13.7.3.2 |  |  | L6: Miscellaneous
1.3.13.8 |  |  | L4: Electrical Service and Distribution
1.3.13.9 |  |  | L4: Lighting and Power | 0
1.3.13.9.1 |  |  | L5: Lighting Fxtures
1.3.13.10 |  |  | L4: Special Systems | 0
1.3.13.10.1 |  |  | L5: Fire Alarm System
1.3.13.10.1.1 |  |  | L6: Fire Alarm equipment and connections
1.3.13.10.2 |  |  | L5: Telephone and Data System
1.3.13.10.2.1 |  |  | L6: Telephone terminal board, outlets and empty conduits
1.3.13.10.3 |  |  | L5: Security System
1.3.13.10.3.1 |  |  | L6: Security Equipment and connections
1.3.13.10.3.2 |  |  | L6: Security Access Card Readers
1.3.13.10.4 |  |  | L5: Site Wide Paging System
1.3.13.10.4.1 |  |  | L6: Site wide paging equipment and connections
1.3.13.10.5 |  |  | L5: Lightning Protection System
1.3.13.10.5.1 |  |  | L6: Lightning protection equipment and connections
1.3.13.10.5.2 |  |  | L6: Miscellanous equipment and connections
1.3.13.10.5.3 |  |  | L6: General construction work in connection with special systems
1.3.13.10.6 |  |  | L5: Radiation Monitoring/Detection System
1.3.13.10.7 |  |  | L5: Alarm System
1.3.13.10.8 |  |  | L5: Emergency Evacuation System
1.3.13.11 |  |  | L4: Equipment Installation - moving equipment into facility
1.3.14 |  |  | L3: RIA Future Expansion | 0 | [12 empty] | 0
1.4 |  |  | L2: System Design & System Integration (1.2, 1.10, 1.11, 1.12) | 160674.7618
1.4.1 |  |  | L3: System Conceptual Design (1.2.1) | 13340.3127
1.4.1.1 |  |  | L4: Driver LINAC (1.2.1.1) | 573.689 | [12 empty] | 573.689
1.4.1.2 |  |  | L4: Isotope Production and Capture (1.2.1.2) | 255.5556 |  | 2000 | [10 empty] | 0
1.4.1.3 |  |  | L4: RIB Transport and Acceleration (1.2.1.3) | 255.5556 |  | 2000 | [10 empty] | 0
1.4.1.4 |  |  | L4: RF Systems (1.2.1.4) | 255.5556 |  | 2000 | [10 empty] | 0
1.4.1.5 |  |  | L4: Cryogenic Systems (1.2.1.5) | 1383.2903 |  | 6940 | 5181 | [9 empty] | 0
1.4.1.6 |  |  | L4: Experimental Systems (1.2.1.6) | 281.1111 |  | 2200 | [10 empty] | 0
1.4.1.7 |  |  | L4: Conventional Facilities Systems (1.2.1.7) | 3985 | [12 empty] | 3985
1.4.1.8 |  |  | L4: Controls and Diagnostics (1.2.1.8) | 2645 | [12 empty] | 0
1.4.1.8.1 |  |  | L5: Controls | 2116 |  | 16560
1.4.1.8.2 |  |  | L5: Diagnostics | 529 |  | 4140
1.4.1.9 |  |  | L4: Radiation Control and Interlock Systems (1.2.1.9) | 255.5556 |  | 2000 | [10 empty] | 0
1.4.1.10 |  |  | L4: Radiological Analysis | 2300 | 18000 | [11 empty] | 0
1.4.1.11 |  |  | L4: Accelerator Physics | 1150 | 9000 | [11 empty] | 0
1.4.2 |  |  | L3: System Preliminary Design (1.2.2) | 31722.4695
1.4.2.1 |  |  | L4: Driver LINAC (1.2.1.1) | 1337.8861 | [12 empty] | 1337.8861
1.4.2.2 |  |  | L4: Isotope Production and Capture (1.2.2.2) | 536.6667 |  | 4200 | [10 empty] | 0
1.4.2.3 |  |  | L4: RIB Transport and Acceleration (1.2.2.3) | 536.6667 |  | 4200 | [10 empty] | 0
1.4.2.4 |  |  | L4: RF Systems (1.2.2.4) | 536.6667 |  | 4200 | [10 empty] | 0
1.4.2.5 |  |  | L4: Cryogenic Systems (1.2.2.5) | 3227.6667 |  | 16194 | 12088 | [9 empty] | 0
1.4.2.6 |  |  | L4: Experimental Systems (1.2.2.6) | 891.25 |  | 6975 | [10 empty] | 0
1.4.2.7 |  |  | L4: Conventional Facilities Systems (1.2.2.7) | 11078 | [12 empty] | 11078
1.4.2.8 |  |  | L4: Controls and Diagnostics (1.2.2.8) | 6141 | [12 empty] | 0
1.4.2.8.1 |  |  | L5: Controls | 4912.8 |  | 38448
1.4.2.8.2 |  |  | L5: Diagnostics | 1228.2 |  | 9612
1.4.2.9 |  |  | L4: Radiation Control and Interlock Systems (1.2.2.9) | 536.6667 |  | 4200 | [10 empty] | 0
1.4.2.10 |  |  | L4: Radilogical Analysis | 4600 | 36000 | [11 empty] | 0
1.4.2.11 |  |  | L4: Accelerator Physics | 2300 | 18000 | [11 empty] | 0
1.4.3 |  |  | L3: System Final Design (1.2.3) | 62117.3362
1.4.3.1 |  |  | L4: Driver LINAC (1.2.3.1) | 3303.2705
1.4.3.1.1 |  |  | L5: Front End | 357.7778 |  | 2800 | [10 empty] | 0
1.4.3.1.2 |  |  | L5: Low Energy LINAC | 1849.0988 |  | 6000 | [10 empty] | 1082.4322
1.4.3.1.3 |  |  | L5: Medium Energy LINAC | 496.8364 | [12 empty] | 496.8364
1.4.3.1.4 |  |  | L5: High Energy LINAC | 446.2242 |  | 900 | [10 empty] | 331.2242
1.4.3.1.5 |  |  | L5: Beam Transport | 153.3333 |  | 1200 | [10 empty] | 0
1.4.3.2 |  |  | L4: Isotope Production and Capture (1.2.3.2) | 766.6667 |  | 6000 | [10 empty] | 0
1.4.3.3 |  |  | L4: RIB Transport and Acceleration (1.2.3.3) | 766.6667 |  | 6000 | [10 empty] | 0
1.4.3.4 |  |  | L4: RF Systems (1.2.3.4) | 894.4444 |  | 7000 | [10 empty] | 0
1.4.3.5 |  |  | L4: Cryogenic Systems (1.2.3.5) | 4610.9569 |  | 23134 | 17269 | [9 empty] | 0
1.4.3.6 |  |  | L4: Experimental Systems (1.2.3.6) | 5973.6643 |  | 17280 | 16704 | [9 empty] | 2164.8643
1.4.3.7 |  |  | L4: Conventional Facilities Systems (1.2.3.7) | 25025 | [12 empty] | 25025
1.4.3.8 |  |  | L4: Controls and Diagnostics (1.2.3.8) | 8740 | [12 empty] | 0
1.4.3.8.1 |  |  | L5: Controls | 6992 |  | 54720
1.4.3.8.2 |  |  | L5: Diagnostics | 1748 |  | 13680
1.4.3.9 |  |  | L4: Radiation Control and Interlock Systems (1.2.3.9) | 536.6667 |  | 4200 | [10 empty] | 0
1.4.3.10 |  |  | L4: Radiological Analysis | 6900 | 54000 | [11 empty] | 0
1.4.3.11 |  |  | L4: Accelerator Physics | 4600 | 36000 | [11 empty] | 0
1.4.4 |  |  | L3: Controls and Diagnostics (1.10) | 46079.0926
1.4.4.1 |  |  | L4: Control System (1.10.1) | 28082.4444
1.4.4.1.1 |  |  | L5: Functional Overview | 28082.4444
1.4.4.1.1.1 |  |  | L6: General Requirements | 28082.4444 |  | 79000 |  | 72000 | [7 empty] | 24000 | 11870
1.4.4.1.1.2 |  |  | L6: Users | 0
1.4.4.1.1.2.1 |  |  | L7: Pre-operations & Commissioning | 0
1.4.4.1.1.2.2 |  |  | L7: Operations | 0
1.4.4.1.1.2.3 |  |  | L7: Development Activities | 0
1.4.4.1.1.2.4 |  |  | L7: Facility Administration | 0
1.4.4.1.1.2.5 |  |  | L7: Maintenance Personnel | 0
1.4.4.1.1.2.6 |  |  | L7: Control System Engineers | 0
1.4.4.1.1.3 |  |  | L6: Performance | 0
1.4.4.1.1.3.1 |  |  | L7: Hardware | 0
1.4.4.1.1.3.2 |  |  | L7: Software | 0
1.4.4.1.1.3.2.1 |  |  | L8: Design Criteria | 0
1.4.4.1.1.3.2.2 |  |  | L8: Application Software | 0
1.4.4.1.1.4 |  |  | L6: Control Points | 0
1.4.4.1.1.4.1 |  |  | L7: Main Control Room | 0
1.4.4.1.1.4.2 |  |  | L7: Local Control Rooms | 0
1.4.4.1.1.4.3 |  |  | L7: Remote Stations | 0
1.4.4.1.1.4.4 |  |  | L7: Consoles | 0
1.4.4.1.1.5 |  |  | L6: Associated Systems | 0
1.4.4.1.1.5.1 |  |  | L7: Support Computing System | 0
1.4.4.1.1.5.2 |  |  | L7: Equipment Protection | 0
1.4.4.1.1.5.2.1 |  |  | L8: System Development | 0
1.4.4.1.1.5.2.2 |  |  | L8: Application Software | 0
1.4.4.1.1.5.3 |  |  | L7: Timing System | 0
1.4.4.1.1.5.4 |  |  | L7: Personnel Protection | 0
1.4.4.1.1.5.4.1 |  |  | L8: Radiation Control System | 0
1.4.4.1.1.5.4.2 |  |  | L8: High Voltage Protection | 0
1.4.4.1.1.5.4.3 |  |  | L8: Oxygen Deficiency Monitoring | 0
1.4.4.1.1.5.5 |  |  | L7: Beam Permit | 0
1.4.4.1.1.5.6 |  |  | L7: Fast Protection System | 0
1.4.4.1.2 |  |  | L5: System Design | 0
1.4.4.1.2.1 |  |  | L6: Software | 0
1.4.4.1.2.1.1 |  |  | L7: Controls Integration | 0
1.4.4.1.2.1.2 |  |  | L7: RIACS Databases | 0
1.4.4.1.2.2 |  |  | L6: Hardware (Common issues) | 0
1.4.4.1.2.2.1 |  |  | L7: Resonators | 0
1.4.4.1.2.2.2 |  |  | L7: Solenoids | 0
1.4.4.1.2.3 |  |  | L6: Controlled Components | 0
1.4.4.1.2.3.1 |  |  | L7: Driver LINAC Control Systems | 0
1.4.4.1.2.3.1.1 |  |  | L8: ECR Ion Sources | 0
1.4.4.1.2.3.1.2 |  |  | L8: Front End | 0
1.4.4.1.2.3.1.3 |  |  | L8: Low Energy LINAC | 0
1.4.4.1.2.3.1.4 |  |  | L8: Strippers | 0
1.4.4.1.2.3.1.5 |  |  | L8: Medium Energy LINAC | 0
1.4.4.1.2.3.1.6 |  |  | L8: High Energy LINAC | 0
1.4.4.1.2.3.1.7 |  |  | L8: High Energy Transport and Switching | 0
1.4.4.1.2.3.1.8 |  |  | L8: Vacuum and Cooling | 0
1.4.4.1.2.3.1.9 |  |  | L8: Beam Diagnostics | 0
1.4.4.1.2.3.2 |  |  | L7: Isotope Production and Capture Controls | 0
1.4.4.1.2.3.2.1 |  |  | L8: Targets and Ion Sources | 0
1.4.4.1.2.3.2.2 |  |  | L8: Fragment Separators | 0
1.4.4.1.2.3.2.3 |  |  | L8: Radiological Enclosures | 0
1.4.4.1.2.3.2.4 |  |  | L8: Remote Handling | 0
1.4.4.1.2.3.2.5 |  |  | L8: Support Systems | 0
1.4.4.1.2.3.2.6 |  |  | L8: Isotope Capture Systems | 0
1.4.4.1.2.3.2.7 |  |  | L8: Vacuum and Cooling | 0
1.4.4.1.2.3.3 |  |  | L7: RIB Linac Controls | 0
1.4.4.1.2.3.3.1 |  |  | L8: Low Energy Transport Systems | 0
1.4.4.1.2.3.3.2 |  |  | L8: 'Stopped Beam' Transport | 0
1.4.4.1.2.3.3.3 |  |  | L8: RIB Injector | 0
1.4.4.1.2.3.3.4 |  |  | L8: Nuclear Astrophysics Beam Transport | 0
1.4.4.1.2.3.3.5 |  |  | L8: ATLAS | 0
1.4.4.1.2.3.3.6 |  |  | L8: Coulomb Barrier Beam Transport | 0
1.4.4.1.2.3.3.7 |  |  | L8: High Energy In-Flight Transport | 0
1.4.4.1.2.3.3.8 |  |  | L8: Vacuum and Cooling | 0
1.4.4.1.2.3.3.9 |  |  | L8: Beam Diagnostics | 0
1.4.4.1.2.3.4 |  |  | L7: RF Power Systems Controls | 0
1.4.4.1.2.3.4.1 |  |  | L8: RF Power Control Systems | 0
1.4.4.1.2.3.5 |  |  | L7: Cryogenic Systems Controls | 0
1.4.4.1.2.3.5.1 |  |  | L8: Cryogenic Control Systems | 0
1.4.4.1.2.4 |  |  | L6: Associated Components | 0
1.4.4.1.2.4.1 |  |  | L7: Experimental Systems Controls | 0
1.4.4.1.2.4.1.1 |  |  | L8: Controls Integration | 0
1.4.4.1.2.4.1.2 |  |  | L8: Stopped Beams | 0
1.4.4.1.2.4.1.3 |  |  | L8: Astrophysics | 0
1.4.4.1.2.4.1.4 |  |  | L8: Nuclear Structure | 0
1.4.4.1.2.4.1.5 |  |  | L8: High Energy In-Flight | 0
1.4.4.1.2.4.1.6 |  |  | L8: Applications | 0
1.4.4.1.2.4.1.7 |  |  | L8: Data Acquisitions Systems | 0
1.4.4.1.2.4.2 |  |  | L7: Conventional Facilities Controls | 0
1.4.4.1.2.4.2.1 |  |  | L8: Controls Integration | 0
1.4.4.1.2.4.2.2 |  |  | L8: Conventional Facilities Control Systems | 0
1.4.4.1.2.4.2.3 |  |  | L8: Conventional Facilities Safety Systems | 0
1.4.4.1.2.4.2.4 |  |  | L8: Site-Wide Safety Systems | 0
1.4.4.1.2.4.3 |  |  | L7: Site Survey and Alignment Controls | 0
1.4.4.1.2.4.3.1 |  |  | L8: Site Survey and Alignment Controls | 0
1.4.4.2 |  |  | L4: Beam Diagnostics Systems (1.10.2) | 9950.9259
1.4.4.2.1 |  |  | L5: Beam Current Monitors | 9950.9259
1.4.4.2.1.1 |  |  | L6: Driver Linac | 9950.9259 |  | 18000 |  | 27000 | [8 empty] | 5925.9259
1.4.4.2.1.2 |  |  | L6: RIB Linac | 0
1.4.4.2.1.3 |  |  | L6: Beam Transport Systems | 0
1.4.4.2.2 |  |  | L5: Beam Position Monitors | 0
1.4.4.2.2.1 |  |  | L6: Driver Linac | 0
1.4.4.2.2.2 |  |  | L6: RIB Linac | 0
1.4.4.2.2.3 |  |  | L6: Beam Transport Systems | 0
1.4.4.2.3 |  |  | L5: Beam Profile Monitors | 0
1.4.4.2.3.1 |  |  | L6: Driver Linac | 0
1.4.4.2.3.2 |  |  | L6: RIB Linac | 0
1.4.4.2.3.3 |  |  | L6: Beam Transport Systems | 0
1.4.4.2.4 |  |  | L5: Bunch Phase Measurements | 0
1.4.4.2.4.1 |  |  | L6: Driver Linac | 0
1.4.4.2.4.2 |  |  | L6: RIB Linac | 0
1.4.4.2.5 |  |  | L5: Transverse Emittance Measurements | 0
1.4.4.2.5.1 |  |  | L6: Driver Linac | 0
1.4.4.2.5.2 |  |  | L6: RIB Linac | 0
1.4.4.2.5.3 |  |  | L6: Beam Transport Systems | 0
1.4.4.2.6 |  |  | L5: Beam Loss Monitors | 0
1.4.4.2.7 |  |  | L5: Beam Energy and Energy Spread Measurements | 0
1.4.4.2.7.1 |  |  | L6: Driver Linac | 0
1.4.4.2.7.2 |  |  | L6: RIB Linac | 0
1.4.4.2.8 |  |  | L5: Bunch Length Detectors | 0
1.4.4.2.8.1 |  |  | L6: Driver Linac | 0
1.4.4.2.8.2 |  |  | L6: RIB Linac | 0
1.4.4.2.9 |  |  | L5: Beam Halo Measurements | 0
1.4.4.2.9.1 |  |  | L6: Driver Linac | 0
1.4.4.2.9.2 |  |  | L6: RIB Linac | 0
1.4.4.2.9.3 |  |  | L6: Beam Transport Systems | 0
1.4.4.2.10 |  |  | L5: Beam Diagnostics Integration | 0
1.4.4.2.10.1 |  |  | L6: Driver Linac | 0
1.4.4.2.10.2 |  |  | L6: RIB Linac | 0
1.4.4.2.10.3 |  |  | L6: Beam Transport Systems | 0
1.4.4.3 |  |  | L4: Radiation Control and Interlock Systems | 8045.7222 |  | 20000 |  | 30000 | [7 empty] | 6000 | 3194
1.4.5 |  |  | L3: Conventional Facilities and Technical Systems Integration | 4166.114
1.4.5.1 |  |  | L4: Radiation Protection and Shielding | 1150
1.4.5.1.1 |  |  | L5: Conventional Facilities and Driver Linac Integration | 1150 | 9000
1.4.5.1.2 |  |  | L5: Conventional Facilities and Isotope Production & Capture Integration | 0
1.4.5.1.3 |  |  | L5: Conventional Facilities and RIB Transport & Acceleration Integration | 0
1.4.5.1.4 |  |  | L5: Conventional Facilities and Experimental Systems Integration | 0
1.4.5.2 |  |  | L4: RIA Radiation Handbook | 1150
1.4.5.2.1 |  |  | L5: Conventional Facilities and Driver Linac Integration | 1150 | 9000
1.4.5.2.2 |  |  | L5: Conventional Facilities and Isotope Production & Capture Integration | 0
1.4.5.2.3 |  |  | L5: Conventional Facilities and RIB Transport & Acceleration Integration | 0
1.4.5.2.4 |  |  | L5: Conventional Facilities and Experimental Systems Integration | 0
1.4.5.3 |  |  | L4: Cryogenic Systems | 207.346 | [12 empty] | 207.35
1.4.5.3.1 |  |  | L5: Conventional Facilities and Driver Linac Integration | 0
1.4.5.4 |  |  | L4: SRF Infrastructure (cavity/cryomodule processing/assembly) | 207.346 | [12 empty] | 207.35
1.4.5.4.1 |  |  | L5: Conventional Facilities and Driver Linac Integration | 0
1.4.5.5 |  |  | L4: Electrical Power Supply | 207.346 | [12 empty] | 207.35
1.4.5.5.1 |  |  | L5: Conventional Facilities and Driver Linac Integration | 0
1.4.5.5.2 |  |  | L5: Conventional Facilities and Isotope Production & Capture Integration | 0
1.4.5.5.3 |  |  | L5: Conventional Facilities and RIB Transport & Acceleration Integration | 0
1.4.5.5.4 |  |  | L5: Conventional Facilities and Experimental Systems Integration | 0
1.4.5.6 |  |  | L4: Water Cooling, Mechanical/Piping Systems | 207.346 | [12 empty] | 207.35
1.4.5.6.1 |  |  | L5: Conventional Facilities and Driver Linac Integration | 0
1.4.5.6.2 |  |  | L5: Conventional Facilities and Isotope Production & Capture Integration | 0
1.4.5.6.3 |  |  | L5: Conventional Facilities and RIB Transport & Acceleration Integration | 0
1.4.5.6.4 |  |  | L5: Conventional Facilities and Experimental Systems Integration | 0
1.4.5.7 |  |  | L4: HVAC and Environmental Control | 207.346 | [12 empty] | 207.35
1.4.5.7.1 |  |  | L5: Conventional Facilities and Driver Linac Integration | 0
1.4.5.7.2 |  |  | L5: Conventional Facilities and Isotope Production & Capture Integration | 0
1.4.5.7.3 |  |  | L5: Conventional Facilities and RIB Transport & Acceleration Integration | 0
1.4.5.7.4 |  |  | L5: Conventional Facilities and Experimental Systems Integration | 0
1.4.5.8 |  |  | L4: Vibration Isolation | 207.346 | [12 empty] | 207.35
1.4.5.8.1 |  |  | L5: Conventional Facilities and Driver Linac Integration | 0
1.4.5.8.2 |  |  | L5: Conventional Facilities and Isotope Production & Capture Integration | 0
1.4.5.8.3 |  |  | L5: Conventional Facilities and RIB Transport & Acceleration Integration | 0
1.4.5.8.4 |  |  | L5: Conventional Facilities and Experimental Systems Integration | 0
1.4.5.9 |  |  | L4: Communications and Alarm Systems | 207.346 | [12 empty] | 207.35
1.4.5.9.1 |  |  | L5: Conventional Facilities and Driver Linac Integration | 0
1.4.5.9.2 |  |  | L5: Conventional Facilities and Isotope Production & Capture Integration | 0
1.4.5.9.3 |  |  | L5: Conventional Facilities and RIB Transport & Acceleration Integration | 0
1.4.5.9.3 |  |  | L5: Conventional Facilities and Experimental Systems Integration | 0
1.4.5.10 |  |  | L4: Access Control and Safety Systems | 207.346 | [12 empty] | 207.35
1.4.5.10.1 |  |  | L5: Conventional Facilities and Driver Linac Integration | 0
1.4.5.10.2 |  |  | L5: Conventional Facilities and Isotope Production & Capture Integration | 0
1.4.5.10.3 |  |  | L5: Conventional Facilities and RIB Transport & Acceleration Integration | 0
1.4.5.10.4 |  |  | L5: Conventional Facilities and Experimental Systems Integration | 0
1.4.5.11 |  |  | L4: Radiactive Waste Handling | 207.346 | [12 empty] | 207.35
1.4.5.11.1 |  |  | L5: Conventional Facilities and Isotope Production & Capture Integration | 0
1.4.5.11.2 |  |  | L5: Conventional Facilities and RIB Transport & Acceleration Integration | 0
1.4.5.11.3 |  |  | L5: Conventional Facilities and Experimental Systems Integration | 0
1.4.6 |  |  | L3: Survey and Alignment | 7189.6667
1.4.6.1 |  |  | L4: Site geodetic network | 770.3333
1.4.6.1.1 |  |  | L5: Network equipment | 715.3333 | 960 | 1920 | 960 | 3840 | [8 empty] | 10
1.4.6.1.2 |  |  | L5: Instrumentation | 55 | [12 empty] | 55
1.4.6.2 |  |  | L4: Alignment of RIA Facility equipment | 1750.6667
1.4.6.2.1 |  |  | L5: Coordinate reference system | 1500.6667 | 1920 | 3840 | 1920 | 7680 | [8 empty] | 90
1.4.6.2.2 |  |  | L5: Instrumentation | 250 | [12 empty] | 250
1.4.6.3 |  |  | L4: Equipment Alignment Integration | 4668.6667
1.4.6.3.1 |  |  | L5: Room Temperature Equipment | 3878.6667 | 3840 | 11520 | 3840 | 23040 | [8 empty] | 76
1.4.6.3.2 |  |  | L5: Cryogenic Temperature Equipment | 790 | 1440 | 1440 | 1440 | 2880 | [8 empty] | 100
1.4.7 |  |  | L3: Sub-System Commissioning (1.12) | 9400.0828
1.4.7.1 |  |  | L4: Driver LINAC (1.12.1) | 3066.6667 |  | 8000 |  | 32000
1.4.7.2 |  |  | L4: Isotope Production and Capture (1.12.2) | 1533.3333 |  | 4000 |  | 16000
1.4.7.3 |  |  | L4: RIB Transport and Acceleration (1.12.3) | 766.6667 |  | 2000 |  | 8000
1.4.7.4 |  |  | L4: RF Systems (1.12.4) | 153.3333 |  | 400 |  | 1600
1.4.7.5 |  |  | L4: Cryogenic Systems (1.12.5) | 813.4161 |  | 2664 | 960 | [9 empty] | 381.0161
1.4.7.6 |  |  | L4: Experimental Systems (1.12.6) | 766.6667 |  | 2000 |  | 8000
1.4.7.7 |  |  | L4: Conventional Facilities Systems (1.12.7) | 766.6667 |  | 2000 |  | 8000
1.4.7.8 |  |  | L4: Controls and Diagnostics (1.12.8) | 766.6667 |  | 2000 |  | 8000
1.4.7.9 |  |  | L4: Radiation Control and Interlock Systems (1.11.2) | 766.6667 |  | 2000 |  | 8000 | [8 empty] | 0
1.4.8 |  |  | L3: Pre-Operations (1.12) $135M Not in total | 0
1.4.8.1 |  |  | L4: Beam Delivery Technical Facilities | 0
1.4.8.1.1 |  |  | L5: Technical Commissioning of Beam | 0
1.4.8.1.1.1 |  |  | L7: Driver LINAC | 0
1.4.8.1.1.2 |  |  | L7: Isotope Production and Capture | 0
1.4.8.1.1.3 |  |  | L7: RIB Transport and Acceleration | 0
1.4.8.1.2 |  |  | L5: Administration/Staffing/Review | 0
1.4.8.1.2.1 |  |  | L7: Staffing profile | 0
1.4.8.1.2.2 |  |  | L7: Training and Procedures | 0
1.4.8.1.2.3 |  |  | L7: Readiness Evaluation | 0
1.4.8.1.2.4 |  |  | L7: RIA Facility Integrated Commissioning (1.12.9) | 0
1.4.8.1.2.5 |  |  | L7: System Operation (1.12.10) | 0
1.4.8.2 |  |  | L4: Conventional Facilities | 0
1.4.8.2.1 |  |  | L5: Staffing profile | 0
1.4.8.2.2 |  |  | L5: Training and Procedures | 0
1.4.8.2.3 |  |  | L5: Readiness Evaluation | 0
1.4.8.3 |  |  | L4: Experimental Systems | 0
1.4.8.3.1 |  |  | L5: Staffing profile | 0
1.4.8.3.2 |  |  | L5: Training and Procedures | 0
1.4.8.3.3 |  |  | L5: Readiness Evaluation | 0
1.4.8.4 |  |  | L4: Administration | 0
1.5 |  |  | L2: Project Management and Support Systems (1.13) | 43321.22
1.5.1 |  |  | L3: Program Office | 38469.22
1.5.1.1 |  |  | L4: Project Management (1.13.1) | 38469.22 | [13 empty] | 38469.22
1.5.1.2 |  |  | L4: Business Systems | 0
1.5.1.3 |  |  | L4: Project Control Systems | 0
1.5.1.3.1 |  |  | L5: Planning & Scheduling (1.13.6.1) | 0
1.5.1.3.2 |  |  | L5: Estimating | 0
1.5.1.3.3 |  |  | L5: Earned Value & Cost Reporting | 0
1.5.1.4 |  |  | L4: Environmental, Safety and Health | 0
1.5.1.4.1 |  |  | L5: NEPA Analysis & Support (1.11.1) | 324.7296 | [12 empty] | 324.7296
1.5.1.4.2 |  |  | L5: Safety (1.13.5.2 and 1.13.14.8 ) | 0
1.5.1.4.3 |  |  | L5: Industrial Safety Process and Oversight | 0
1.5.1.4.4 |  |  | L5: Waste Management Oversight and Support | 0
1.5.1.5 |  |  | L4: Quality Systems (1.13.4.1) | 0
1.5.1.6 |  |  | L4: Office Management | 0
1.5.1.7 |  |  | L4: Procurement/Contract Administration (1.13.6.2) (1.13.6.3) | 0
1.5.1.8 |  |  | L4: IT Systems | 0
1.5.1.9 |  |  | L4: Document Control | 0
1.5.1.10 |  |  | L4: Human Resources | 0
1.5.2 |  |  | L3: Project Sciences (1.13.2) | 2453
1.5.2.1 |  |  | L4: Nuclear Physics (1.13.2.1) | 0
1.5.2.2 |  |  | L4: Accelerator Physics (1.13.2.2) | 2453 | 18000 | [12 empty] | 153
1.5.2.3 |  |  | L4: Specialized Physics Support (1.13.2.3) | 0
1.5.3 |  |  | L3: Project Engineering (1.13.3) | 2399
1.5.3.1 |  |  | L4: Nuclear Engineering | 0
1.5.3.2 |  |  | L4: Mechanical Engineering | 0
1.5.3.3 |  |  | L4: Electrical Engineering | 0
1.5.3.4 |  |  | L4: Civil Engineering | 0
1.5.3.5 |  |  | L4: Radiological Engineering | 2399 | 18000 | [12 empty] | 99
1.5.3.6 |  |  | L4: Fire Safety Engineering | 0
1.5.3.7 |  |  | L4: Instrument & Control Engineering | 0
1.5.3.8 |  |  | L4: A/E CM Coordination | 0
1.5.4 |  |  | L3: Project Systems Engineering Management (1.13.4) | 0
1.5.4.1 |  |  | L4: Configuration Management (1.13.4.2) | 0
1.5.4.2 |  |  | L4: Interface Management (1.13.4.5) | 0
1.5.4.3 |  |  | L4: Data Management (1.13.4.3) | 0
1.5.4.4 |  |  | L4: Value Engineering (1.13.4.4) | 0
1.5.4.5 |  |  | L4: Risk Management (1.13.4.7) | 0
1.5.4.6 |  |  | L4: Reliability, Availability, Maintainability, and Inspectability (1.13.4.6) | 0
1.5.5 |  |  | L3: Program Support (1.13.5) | 0
1.5.5.1 |  |  | L4: Plant Design (1.13.5.1) | 0
1.5.5.2 |  |  | L4: Human Factors (1.13.5.3) | 0
1.5.5.3 |  |  | L4: Design Reviews (1.13.5.4) | 0
1.6 |  |  | L2: Research & Development (1.1) - not included in total at top of page | 14995.3333
1.6.1 |  |  | L3: System Studies (1.1.1) | 1778.6667
1.6.1.1 |  |  | L4: Rare Isotope Production/Decay Analysis (1.1.1.1) | 490.6667 |  | 3840
1.6.1.2 |  |  | L4: "End to End" Simulation Studies (1.1.1.2) | 1226.6667 |  | 3840
1.6.1.2.1 |  |  | L5: Driver Accelerator Systems Simulations (1.1.1.2.1) | 736 | 5760
1.6.1.2.2 |  |  | L5: Post Accelerator System Studies (1.1.1.2.2) | 245.3333 | 1920
1.6.1.2.3 |  |  | L5: Shielding Simulation & Analysis (1.1.1.2.3) | 245.3333 | 1920
1.6.1.3 |  |  | L4: Parameters List Development (1.1.1.3) | 61.3333 | 480
1.6.2 |  |  | L3: Component Prototyping (1.1.2) | 13216.6667
1.6.2.1 |  |  | L4: Driver Accelerator Systems (1.1.2.1) | 10400
1.6.2.1.1 |  |  | L5: Front End Systems (1.1.2.1) | 500 | [12 empty] | 500
1.6.2.1.2 |  |  | L5: Low Energy LINAC Section (1.1.2.2) | 8000 | [12 empty] | 8000
1.6.2.1.3 |  |  | L5: Medium Energy LINAC Section (1.1.2.3) | 1000 | [12 empty] | 1000
1.6.2.1.4 |  |  | L5: Beam Stripper & Charge State Selection Systems (1.1.2.4) | 200 | [12 empty] | 200
1.6.2.1.5 |  |  | L5: Beam Diagnostic Systems (1.1.2.5) | 500 | [12 empty] | 500
1.6.2.1.6 |  |  | L5: Beamline Secondary Systems (1.1.2.6) | 0 | [12 empty] | 0
1.6.2.1.7 |  |  | L5: High Energy Beam Switching & Transport Systems (1.1.2.7) | 200 | [12 empty] | 200
1.6.2.2 |  |  | L4: Rare Isotope Production Systems (1.1.2.2) | 500 | [12 empty] | 500
1.6.2.3 |  |  | L4: Rare Isotope Beam Transport & Acceleration Systems (1.1.2.3) | 690 | [12 empty] | 690
1.6.2.4 |  |  | L4: RF Systems (1.1.2.4) | 400 | [12 empty] | 400
1.6.2.5 |  |  | L4: Cryogenic Supply & Distribution Systems (1.1.2.5) | 0 | [12 empty] | 0
1.6.2.6 |  |  | L4: Experimental Systems (1.1.2.6) | 1226.6667 |  | 9600
1.6.2.7 |  |  | L4: Conventional Facilities (1.1.2.7) | 0 | [12 empty] | 0
1.6.2.8 |  |  | L4: System Controls (1.1.2.8) | 0 | [12 empty] | 0
1.6.2.9 |  |  | L4: Environmental, Safety, Health, and Radiation Control Systems (1.1.2.9) | 0 | [12 empty] | 0

## Driver Linac Layout
Cavity Beta | Frequency | Cavity Type | Quantity | 1st Cavity Cost with NR | % Touch Labor | Tooling Cost incl. In 1st #'s | Extended Cavity Cost | Avg Cavity Cost | Packing Factor | CRYOSTAT | Avg. Harrison Costs (00) | Avg Harrison Costs (04) | TOTAL Costs | Comments
0.024 | 57.5 MHz | 4-Gap, Quarter Wave | 2 | 187.182 | 19% | 76.2 | 220.1858 | 110.0929 | Cavities/Cryostat | 1 |  |  |  | Cryostat #1 contains all 4-gap structures and 1 2- gap.
0.031 | 57.5 MHz | 4-Gap, Quarter Wave | 5 | 177.084 | 20% | 76.2 | 492.454 | 98.4908 |  | ----- |  |  |  | (see above comment)
0.062 | 57.5 MHz | 2-Gap, Quarter Wave | 28 | 198.183 | 49% | 60.8 | 3404.5108 | 121.5897 | 9 | 3 |  |  |  | packed in groups of 9, yielding 3 cryostats (1st cavity in 1st cryomodule).
0.151 | 115 MHz | 2-Gap, Quarter Wave | 48 | 183.3193 | 49% | 60.8 | 5047.8249 | 105.163 | 8 | 6 |  |  |  | packed in groups of 8, yielding 6 cryostats
0.263 | 172.5 MHz | 2-Gap, Half Wave | 80 | 185.1 | 49% | 50.1 | 9190.4894 | 114.8811 | 8 | 10 |  |  |  | packed in groups of 8 making 10 cryostats total
0.394 | 345 MHz | Double Spoke | 56 | 218.8 | 34% | 85 | 6651.6841 | 118.7801 | 7 | 8 |  |  |  | packed in groups of 7 making 8 cryostats
0.49 | 805 Mhz | 6-Cell Elliptical | 56 | [5 empty] | 4 | 14 | 1140.846 | 1234.8884 | 17288.4376 | packed in groups of 4 making 14 cryostats
0.61 | 805 Mhz | 6-Cell Elliptical | 84 | [5 empty] | 4 | 21 | 1164.372 | 1260.3537 | 26467.4277 | packed in groups of 4 making 21 cryostats
0.81 | 805 Mhz | 6-Cell Elliptical | 32 | [5 empty] | 4 | 8 | 1193.352 | 1291.7226 | 10333.7807 | packed in groups of 4 making 8 cryostats
43
47

## BOX Cryostat Details
Procurements to Obtain Assemblies
Cost in Prototype (from KWS & JF May 04)
Vacuum Box | 124
CU Shield | 36
Magnetic Shield | 34
Manifolds | 42
Support frame | 18
cold plumbing | 25
Misc | 10
subtotal= | 289 | Prototype ACTUAL Costs
Assume 80% red to go to 1st prod. | 231.2 | (Cost estimate for FIRST Production Box Cryostat)
50% of assembly is touch labor | 50%
Learning curve | 95%
# of cryostats | 36
avg cryostat cost in production |  | 210.7472 | (welded assembly out of mild steel)
"Other" Items in Cryomodule
Magnet Assemblies (Magnet. PS, and cards) |  |  | 33 | (Stewart Shen)
Vacuum System for cryostat (roughing, valves, & piping) |  |  | 15 | (KWS)
Tuner & Coupler Assembly - per cavity |  |  | 19 | (KWS)
Labor hrs - to integrate cavity & magnets into cryomodule |  |  | 160 | 4 Technician working for one week
Misc material consumed during cavityto cryomodule integ. |  |  | 1
Cryomodule Installation & Checkout in Tunnel Phycist MH |  |  |  | 20
Cryomodule Installation & Checkout in Tunnel Engineer MH |  |  |  | 20
Cryomodule Installation & Checkout in Tunnel Tech MH |  |  |  | 80
Intercryomodule section
Beam tube, vac valves, mounts for diagnostics |  |  | 50 | (Jerry Nolen - judgement)
Low Energy Driver Linac Beam Pipes (no magnets) |  |  | 25 | (Jerry Nolen - judgement)

## Magnet Details
Cryomodule |  |  |  | Cavity |  | Solenoid |  | Type | Bore | Effective Length | Field | Dipole Winding | # Req'd | **Cost Est.($k-04)
Type # | Number | Height | Length | Type | Number | Type # | Number | 1 | 3 cm | 10 cm | 9 T | No | 8 | 33
Low-Energy Section
1 | 1 |  |  | b .024 Fork | 2 | 1 | 8 | 2 | 3 cm | 20 cm | 9 T | No | 9 | 50
|  |  |  | b .031 Fork | 5 | 2A | 1 | 2A | 3 cm | 20 cm | 9 T | Yes | 7 | 65
|  |  |  | b .062 QWR | 1
[8 empty] | 3 | 3 cm | 30 cm | 9 T | No | 24 | 50
2 | 3 |  |  | b .062 QWR | 9 | 2 | 3 | 3A | 3 cm | 30 cm | 9 T | Yes | 40 | 65
[6 empty] | 2A | 2
3 | 6 |  |  | b .151 QWR | 8 | 3 | 1 | ** PNO Cost estimate based on Aug 04 TRIUMF experience with similar magnets from Accel
[6 empty] | 3A | 2
Medium-Energy Section
4 | 10 |  |  | b .263 HWR | 8 | 3 | 1
[6 empty] | 3A | 2
5 | 8 |  |  | b .394 Double-spoke | 8 | 3 | 1
[6 empty] | 3A | 1
High-Energy Section
6 | 16 |  |  | b .49 E-cell | 4
7 | 21 |  |  | b .61 E-cell | 4
8 | 8 |  |  | b .81 E-cell | 4