## GE900
Manufacturer: | GE Wind Energy
Conversion Factor
Turbine: | GE 900kW Series |  | 1 m/s = 2.23693629205 MPH
Rated: | 900 |  | Cut-In Speed [mph]
8.9
Windspeed Units: | m/s, MPH
Cut-Out Speed [mph]
Power Units: | kW |  | 55.9
Air Density: | 1.225 kg/m3
Turbulence: | .00
Temperature: | 0 F
Elevation: | 0 FT |  |  |  | Scale To: | 900
Manufacturer's Power Curve Table |  |  | Derived Power Curve Table |  | Scaled Power Curve Table
Windspeed [m/s] | Windspeed [MPH] | Power [kW] | Windspeed [MPH] | Power [kW] | Windspeed [MPH] | Power [kW]
0 | 0 | 0 | 0 | 0 | 0 | 0
1 | 2.2 | 0 | 0.1 | 0 | 0.1 | 0
2 | 4.5 | 0 | 0.2 | 0 | 0.2 | 0
3 | 6.7 | 0 | 0.3 | 0 | 0.3 | 0
4 | 8.9 | 17 | 0.4 | 0 | 0.4 | 0
5 | 11.2 | 55 | 0.5 | 0 | 0.5 | 0
6 | 13.4 | 110 | 0.6 | 0 | 0.6 | 0
7 | 15.7 | 184 | 0.7 | 0 | 0.7 | 0
8 | 17.9 | 283 | 0.8 | 0 | 0.8 | 0
9 | 20.1 | 409 | 0.9 | 0 | 0.9 | 0
10 | 22.4 | 577 | 1 | 0 | 1 | 0
11 | 24.6 | 739 | 1.1 | 0 | 1.1 | 0
12 | 26.8 | 851 | 1.2 | 0 | 1.2 | 0
13 | 29.1 | 892 | 1.3 | 0 | 1.3 | 0
14 | 31.3 | 899 | 1.4 | 0 | 1.4 | 0
15 | 33.6 | 900 | 1.5 | 0 | 1.5 | 0
16 | 35.8 | 900 | 1.6 | 0 | 1.6 | 0
17 | 38 | 900 | 1.7 | 0 | 1.7 | 0
18 | 40.3 | 900 | 1.8 | 0 | 1.8 | 0
19 | 42.5 | 900 | 1.9 | 0 | 1.9 | 0
20 | 44.7 | 900 | 2 | 0 | 2 | 0
21 | 47 | 900 | 2.1 | 0 | 2.1 | 0
22 | 49.2 | 900 | 2.2 | 0 | 2.2 | 0
23 | 51.4 | 900 | 2.3 | 0 | 2.3 | 0
24 | 53.7 | 900 | 2.4 | 0 | 2.4 | 0
25 | 55.9 | 900 | 2.5 | 0 | 2.5 | 0
26 | 58.2 | 0 | 2.6 | 0 | 2.6 | 0
27 | 60.4 | 0 | 2.7 | 0 | 2.7 | 0
28 | 62.6 | 0 | 2.8 | 0 | 2.8 | 0
29 | 64.9 | 0 | 2.9 | 0 | 2.9 | 0 | NOTE:
30 | 67.1 | 0 | 3 | 0 | 3 | 0 | Data is converted to MPH from manufacturer's data of whole m/s and then interpolated linearly at every .1 MPH.
|  |  | 3.1 | 0 | 3.1 | 0 | Convert source data of graphs to read from current page.
|  |  | 3.2 | 0 | 3.2 | 0 | Enter manufacturer's data into table; derived table and graphs will fill automatically.
|  |  | 3.3 | 0 | 3.3 | 0 | Data is obtained directly from manufacturer.
|  |  | 3.4 | 0 | 3.4 | 0
|  |  | 3.5 | 0 | 3.5 | 0
|  |  | 3.6 | 0 | 3.6 | 0
|  |  | 3.7 | 0 | 3.7 | 0
|  |  | 3.8 | 0 | 3.8 | 0
|  |  | 3.9 | 0 | 3.9 | 0
|  |  | 4 | 0 | 4 | 0
|  |  | 4.1 | 0 | 4.1 | 0
|  |  | 4.2 | 0 | 4.2 | 0
|  |  | 4.3 | 0 | 4.3 | 0
|  |  | 4.4 | 0 | 4.4 | 0
|  |  | 4.5 | 0 | 4.5 | 0
|  |  | 4.6 | 0 | 4.6 | 0
|  |  | 4.7 | 0 | 4.7 | 0
|  |  | 4.8 | 0 | 4.8 | 0
|  |  | 4.9 | 0 | 4.9 | 0
|  |  | 5 | 0 | 5 | 0
|  |  | 5.1 | 0 | 5.1 | 0
|  |  | 5.2 | 0 | 5.2 | 0
|  |  | 5.3 | 0 | 5.3 | 0
|  |  | 5.4 | 0 | 5.4 | 0
|  |  | 5.5 | 0 | 5.5 | 0
|  |  | 5.6 | 0 | 5.6 | 0
|  |  | 5.7 | 0 | 5.7 | 0
|  |  | 5.8 | 0 | 5.8 | 0
|  |  | 5.9 | 0 | 5.9 | 0
|  |  | 6 | 0 | 6 | 0
|  |  | 6.1 | 0 | 6.1 | 0
|  |  | 6.2 | 0 | 6.2 | 0
|  |  | 6.3 | 0 | 6.3 | 0
|  |  | 6.4 | 0 | 6.4 | 0
|  |  | 6.5 | 0 | 6.5 | 0
|  |  | 6.6 | 0 | 6.6 | 0
|  |  | 6.7 | 0 | 6.7 | 0
|  |  | 6.8 | 0.77273 | 6.8 | 0.77273
|  |  | 6.9 | 1.5455 | 6.9 | 1.5455
|  |  | 7 | 2.3182 | 7 | 2.3182
|  |  | 7.1 | 3.0909 | 7.1 | 3.0909
|  |  | 7.2 | 3.8636 | 7.2 | 3.8636
|  |  | 7.3 | 4.6364 | 7.3 | 4.6364
|  |  | 7.4 | 5.4091 | 7.4 | 5.4091
|  |  | 7.5 | 6.1818 | 7.5 | 6.1818
|  |  | 7.6 | 6.9545 | 7.6 | 6.9545
|  |  | 7.7 | 7.7273 | 7.7 | 7.7273
|  |  | 7.8 | 8.5 | 7.8 | 8.5
|  |  | 7.9 | 9.2727 | 7.9 | 9.2727
|  |  | 8 | 10.0455 | 8 | 10.0455
|  |  | 8.1 | 10.8182 | 8.1 | 10.8182
|  |  | 8.2 | 11.5909 | 8.2 | 11.5909
|  |  | 8.3 | 12.3636 | 8.3 | 12.3636
|  |  | 8.4 | 13.1364 | 8.4 | 13.1364
|  |  | 8.5 | 13.9091 | 8.5 | 13.9091
|  |  | 8.6 | 14.6818 | 8.6 | 14.6818
|  |  | 8.7 | 15.4545 | 8.7 | 15.4545
|  |  | 8.8 | 16.2273 | 8.8 | 16.2273
|  |  | 8.9 | 17 | 8.9 | 17
|  |  | 9 | 18.6522 | 9 | 18.6522
|  |  | 9.1 | 20.3043 | 9.1 | 20.3043
|  |  | 9.2 | 21.9565 | 9.2 | 21.9565
|  |  | 9.3 | 23.6087 | 9.3 | 23.6087
|  |  | 9.4 | 25.2609 | 9.4 | 25.2609
|  |  | 9.5 | 26.913 | 9.5 | 26.913
|  |  | 9.6 | 28.5652 | 9.6 | 28.5652
|  |  | 9.7 | 30.2174 | 9.7 | 30.2174
|  |  | 9.8 | 31.8696 | 9.8 | 31.8696
|  |  | 9.9 | 33.5217 | 9.9 | 33.5217
|  |  | 10 | 35.1739 | 10 | 35.1739
|  |  | 10.1 | 36.8261 | 10.1 | 36.8261
|  |  | 10.2 | 38.4783 | 10.2 | 38.4783
|  |  | 10.3 | 40.1304 | 10.3 | 40.1304
|  |  | 10.4 | 41.7826 | 10.4 | 41.7826
|  |  | 10.5 | 43.4348 | 10.5 | 43.4348
|  |  | 10.6 | 45.087 | 10.6 | 45.087
|  |  | 10.7 | 46.7391 | 10.7 | 46.7391
|  |  | 10.8 | 48.3913 | 10.8 | 48.3913
|  |  | 10.9 | 50.0435 | 10.9 | 50.0435
|  |  | 11 | 51.6957 | 11 | 51.6957
|  |  | 11.1 | 53.3478 | 11.1 | 53.3478
|  |  | 11.2 | 55 | 11.2 | 55
|  |  | 11.3 | 57.5 | 11.3 | 57.5
|  |  | 11.4 | 60 | 11.4 | 60
|  |  | 11.5 | 62.5 | 11.5 | 62.5
|  |  | 11.6 | 65 | 11.6 | 65
|  |  | 11.7 | 67.5 | 11.7 | 67.5
|  |  | 11.8 | 70 | 11.8 | 70
|  |  | 11.9 | 72.5 | 11.9 | 72.5
|  |  | 12 | 75 | 12 | 75
|  |  | 12.1 | 77.5 | 12.1 | 77.5
|  |  | 12.2 | 80 | 12.2 | 80
|  |  | 12.3 | 82.5 | 12.3 | 82.5
|  |  | 12.4 | 85 | 12.4 | 85
|  |  | 12.5 | 87.5 | 12.5 | 87.5
|  |  | 12.6 | 90 | 12.6 | 90
|  |  | 12.7 | 92.5 | 12.7 | 92.5
|  |  | 12.8 | 95 | 12.8 | 95
|  |  | 12.9 | 97.5 | 12.9 | 97.5
|  |  | 13 | 100 | 13 | 100
|  |  | 13.1 | 102.5 | 13.1 | 102.5
|  |  | 13.2 | 105 | 13.2 | 105
|  |  | 13.3 | 107.5 | 13.3 | 107.5
|  |  | 13.4 | 110 | 13.4 | 110
|  |  | 13.5 | 113.2174 | 13.5 | 113.2174
|  |  | 13.6 | 116.4348 | 13.6 | 116.4348
|  |  | 13.7 | 119.6522 | 13.7 | 119.6522
|  |  | 13.8 | 122.8696 | 13.8 | 122.8696
|  |  | 13.9 | 126.087 | 13.9 | 126.087
|  |  | 14 | 129.3043 | 14 | 129.3043
|  |  | 14.1 | 132.5217 | 14.1 | 132.5217
|  |  | 14.2 | 135.7391 | 14.2 | 135.7391
|  |  | 14.3 | 138.9565 | 14.3 | 138.9565
|  |  | 14.4 | 142.1739 | 14.4 | 142.1739
|  |  | 14.5 | 145.3913 | 14.5 | 145.3913
|  |  | 14.6 | 148.6087 | 14.6 | 148.6087
|  |  | 14.7 | 151.8261 | 14.7 | 151.8261
|  |  | 14.8 | 155.0435 | 14.8 | 155.0435
|  |  | 14.9 | 158.2609 | 14.9 | 158.2609
|  |  | 15 | 161.4783 | 15 | 161.4783
|  |  | 15.1 | 164.6957 | 15.1 | 164.6957
|  |  | 15.2 | 167.913 | 15.2 | 167.913
|  |  | 15.3 | 171.1304 | 15.3 | 171.1304
|  |  | 15.4 | 174.3478 | 15.4 | 174.3478
|  |  | 15.5 | 177.5652 | 15.5 | 177.5652
|  |  | 15.6 | 180.7826 | 15.6 | 180.7826
|  |  | 15.7 | 184 | 15.7 | 184
|  |  | 15.8 | 188.5 | 15.8 | 188.5
|  |  | 15.9 | 193 | 15.9 | 193
|  |  | 16 | 197.5 | 16 | 197.5
|  |  | 16.1 | 202 | 16.1 | 202
|  |  | 16.2 | 206.5 | 16.2 | 206.5
|  |  | 16.3 | 211 | 16.3 | 211
|  |  | 16.4 | 215.5 | 16.4 | 215.5
|  |  | 16.5 | 220 | 16.5 | 220
|  |  | 16.6 | 224.5 | 16.6 | 224.5
|  |  | 16.7 | 229 | 16.7 | 229
|  |  | 16.8 | 233.5 | 16.8 | 233.5
|  |  | 16.9 | 238 | 16.9 | 238
|  |  | 17 | 242.5 | 17 | 242.5
|  |  | 17.1 | 247 | 17.1 | 247
|  |  | 17.2 | 251.5 | 17.2 | 251.5
|  |  | 17.3 | 256 | 17.3 | 256
|  |  | 17.4 | 260.5 | 17.4 | 260.5
|  |  | 17.5 | 265 | 17.5 | 265
|  |  | 17.6 | 269.5 | 17.6 | 269.5
|  |  | 17.7 | 274 | 17.7 | 274
|  |  | 17.8 | 278.5 | 17.8 | 278.5
|  |  | 17.9 | 283 | 17.9 | 283
|  |  | 18 | 288.7273 | 18 | 288.7273
|  |  | 18.1 | 294.4545 | 18.1 | 294.4545
|  |  | 18.2 | 300.1818 | 18.2 | 300.1818
|  |  | 18.3 | 305.9091 | 18.3 | 305.9091
|  |  | 18.4 | 311.6364 | 18.4 | 311.6364
|  |  | 18.5 | 317.3636 | 18.5 | 317.3636
|  |  | 18.6 | 323.0909 | 18.6 | 323.0909
|  |  | 18.7 | 328.8182 | 18.7 | 328.8182
|  |  | 18.8 | 334.5455 | 18.8 | 334.5455
|  |  | 18.9 | 340.2727 | 18.9 | 340.2727
|  |  | 19 | 346 | 19 | 346
|  |  | 19.1 | 351.7273 | 19.1 | 351.7273
|  |  | 19.2 | 357.4545 | 19.2 | 357.4545
|  |  | 19.3 | 363.1818 | 19.3 | 363.1818
|  |  | 19.4 | 368.9091 | 19.4 | 368.9091
|  |  | 19.5 | 374.6364 | 19.5 | 374.6364
|  |  | 19.6 | 380.3636 | 19.6 | 380.3636
|  |  | 19.7 | 386.0909 | 19.7 | 386.0909
|  |  | 19.8 | 391.8182 | 19.8 | 391.8182
|  |  | 19.9 | 397.5455 | 19.9 | 397.5455
|  |  | 20 | 403.2727 | 20 | 403.2727
|  |  | 20.1 | 409 | 20.1 | 409
|  |  | 20.2 | 416.3043 | 20.2 | 416.3043
|  |  | 20.3 | 423.6087 | 20.3 | 423.6087
|  |  | 20.4 | 430.913 | 20.4 | 430.913
|  |  | 20.5 | 438.2174 | 20.5 | 438.2174
|  |  | 20.6 | 445.5217 | 20.6 | 445.5217
|  |  | 20.7 | 452.8261 | 20.7 | 452.8261
|  |  | 20.8 | 460.1304 | 20.8 | 460.1304
|  |  | 20.9 | 467.4348 | 20.9 | 467.4348
|  |  | 21 | 474.7391 | 21 | 474.7391
|  |  | 21.1 | 482.0435 | 21.1 | 482.0435
|  |  | 21.2 | 489.3478 | 21.2 | 489.3478
|  |  | 21.3 | 496.6522 | 21.3 | 496.6522
|  |  | 21.4 | 503.9565 | 21.4 | 503.9565
|  |  | 21.5 | 511.2609 | 21.5 | 511.2609
|  |  | 21.6 | 518.5652 | 21.6 | 518.5652
|  |  | 21.7 | 525.8696 | 21.7 | 525.8696
|  |  | 21.8 | 533.1739 | 21.8 | 533.1739
|  |  | 21.9 | 540.4783 | 21.9 | 540.4783
|  |  | 22 | 547.7826 | 22 | 547.7826
|  |  | 22.1 | 555.087 | 22.1 | 555.087
|  |  | 22.2 | 562.3913 | 22.2 | 562.3913
|  |  | 22.3 | 569.6957 | 22.3 | 569.6957
|  |  | 22.4 | 577 | 22.4 | 577
|  |  | 22.5 | 584.3636 | 22.5 | 584.3636
|  |  | 22.6 | 591.7273 | 22.6 | 591.7273
|  |  | 22.7 | 599.0909 | 22.7 | 599.0909
|  |  | 22.8 | 606.4545 | 22.8 | 606.4545
|  |  | 22.9 | 613.8182 | 22.9 | 613.8182
|  |  | 23 | 621.1818 | 23 | 621.1818
|  |  | 23.1 | 628.5455 | 23.1 | 628.5455
|  |  | 23.2 | 635.9091 | 23.2 | 635.9091
|  |  | 23.3 | 643.2727 | 23.3 | 643.2727
|  |  | 23.4 | 650.6364 | 23.4 | 650.6364
|  |  | 23.5 | 658 | 23.5 | 658
|  |  | 23.6 | 665.3636 | 23.6 | 665.3636
|  |  | 23.7 | 672.7273 | 23.7 | 672.7273
|  |  | 23.8 | 680.0909 | 23.8 | 680.0909
|  |  | 23.9 | 687.4545 | 23.9 | 687.4545
|  |  | 24 | 694.8182 | 24 | 694.8182
|  |  | 24.1 | 702.1818 | 24.1 | 702.1818
|  |  | 24.2 | 709.5455 | 24.2 | 709.5455
|  |  | 24.3 | 716.9091 | 24.3 | 716.9091
|  |  | 24.4 | 724.2727 | 24.4 | 724.2727
|  |  | 24.5 | 731.6364 | 24.5 | 731.6364
|  |  | 24.6 | 739 | 24.6 | 739
|  |  | 24.7 | 744.0909 | 24.7 | 744.0909
|  |  | 24.8 | 749.1818 | 24.8 | 749.1818
|  |  | 24.9 | 754.2727 | 24.9 | 754.2727
|  |  | 25 | 759.3636 | 25 | 759.3636
|  |  | 25.1 | 764.4545 | 25.1 | 764.4545
|  |  | 25.2 | 769.5455 | 25.2 | 769.5455
|  |  | 25.3 | 774.6364 | 25.3 | 774.6364
|  |  | 25.4 | 779.7273 | 25.4 | 779.7273
|  |  | 25.5 | 784.8182 | 25.5 | 784.8182
|  |  | 25.6 | 789.9091 | 25.6 | 789.9091
|  |  | 25.7 | 795 | 25.7 | 795
|  |  | 25.8 | 800.0909 | 25.8 | 800.0909
|  |  | 25.9 | 805.1818 | 25.9 | 805.1818
|  |  | 26 | 810.2727 | 26 | 810.2727
|  |  | 26.1 | 815.3636 | 26.1 | 815.3636
|  |  | 26.2 | 820.4545 | 26.2 | 820.4545
|  |  | 26.3 | 825.5455 | 26.3 | 825.5455
|  |  | 26.4 | 830.6364 | 26.4 | 830.6364
|  |  | 26.5 | 835.7273 | 26.5 | 835.7273
|  |  | 26.6 | 840.8182 | 26.6 | 840.8182
|  |  | 26.7 | 845.9091 | 26.7 | 845.9091
|  |  | 26.8 | 851 | 26.8 | 851
|  |  | 26.9 | 852.7826 | 26.9 | 852.7826
|  |  | 27 | 854.5652 | 27 | 854.5652
|  |  | 27.1 | 856.3478 | 27.1 | 856.3478
|  |  | 27.2 | 858.1304 | 27.2 | 858.1304
|  |  | 27.3 | 859.913 | 27.3 | 859.913
|  |  | 27.4 | 861.6957 | 27.4 | 861.6957
|  |  | 27.5 | 863.4783 | 27.5 | 863.4783
|  |  | 27.6 | 865.2609 | 27.6 | 865.2609
|  |  | 27.7 | 867.0435 | 27.7 | 867.0435
|  |  | 27.8 | 868.8261 | 27.8 | 868.8261
|  |  | 27.9 | 870.6087 | 27.9 | 870.6087
|  |  | 28 | 872.3913 | 28 | 872.3913
|  |  | 28.1 | 874.1739 | 28.1 | 874.1739
|  |  | 28.2 | 875.9565 | 28.2 | 875.9565
|  |  | 28.3 | 877.7391 | 28.3 | 877.7391
|  |  | 28.4 | 879.5217 | 28.4 | 879.5217
|  |  | 28.5 | 881.3043 | 28.5 | 881.3043
|  |  | 28.6 | 883.087 | 28.6 | 883.087
|  |  | 28.7 | 884.8696 | 28.7 | 884.8696
|  |  | 28.8 | 886.6522 | 28.8 | 886.6522
|  |  | 28.9 | 888.4348 | 28.9 | 888.4348
|  |  | 29 | 890.2174 | 29 | 890.2174
|  |  | 29.1 | 892 | 29.1 | 892
|  |  | 29.2 | 892.3182 | 29.2 | 892.3182
|  |  | 29.3 | 892.6364 | 29.3 | 892.6364
|  |  | 29.4 | 892.9545 | 29.4 | 892.9545
|  |  | 29.5 | 893.2727 | 29.5 | 893.2727
|  |  | 29.6 | 893.5909 | 29.6 | 893.5909
|  |  | 29.7 | 893.9091 | 29.7 | 893.9091
|  |  | 29.8 | 894.2273 | 29.8 | 894.2273
|  |  | 29.9 | 894.5455 | 29.9 | 894.5455
|  |  | 30 | 894.8636 | 30 | 894.8636
|  |  | 30.1 | 895.1818 | 30.1 | 895.1818
|  |  | 30.2 | 895.5 | 30.2 | 895.5
|  |  | 30.3 | 895.8182 | 30.3 | 895.8182
|  |  | 30.4 | 896.1364 | 30.4 | 896.1364
|  |  | 30.5 | 896.4545 | 30.5 | 896.4545
|  |  | 30.6 | 896.7727 | 30.6 | 896.7727
|  |  | 30.7 | 897.0909 | 30.7 | 897.0909
|  |  | 30.8 | 897.4091 | 30.8 | 897.4091
|  |  | 30.9 | 897.7273 | 30.9 | 897.7273
|  |  | 31 | 898.0455 | 31 | 898.0455
|  |  | 31.1 | 898.3636 | 31.1 | 898.3636
|  |  | 31.2 | 898.6818 | 31.2 | 898.6818
|  |  | 31.3 | 899 | 31.3 | 899
|  |  | 31.4 | 899.0435 | 31.4 | 899.0435
|  |  | 31.5 | 899.087 | 31.5 | 899.087
|  |  | 31.6 | 899.1304 | 31.6 | 899.1304
|  |  | 31.7 | 899.1739 | 31.7 | 899.1739
|  |  | 31.8 | 899.2174 | 31.8 | 899.2174
|  |  | 31.9 | 899.2609 | 31.9 | 899.2609
|  |  | 32 | 899.3043 | 32 | 899.3043
|  |  | 32.1 | 899.3478 | 32.1 | 899.3478
|  |  | 32.2 | 899.3913 | 32.2 | 899.3913
|  |  | 32.3 | 899.4348 | 32.3 | 899.4348
|  |  | 32.4 | 899.4783 | 32.4 | 899.4783
|  |  | 32.5 | 899.5217 | 32.5 | 899.5217
|  |  | 32.6 | 899.5652 | 32.6 | 899.5652
|  |  | 32.7 | 899.6087 | 32.7 | 899.6087
|  |  | 32.8 | 899.6522 | 32.8 | 899.6522
|  |  | 32.9 | 899.6957 | 32.9 | 899.6957
|  |  | 33 | 899.7391 | 33 | 899.7391
|  |  | 33.1 | 899.7826 | 33.1 | 899.7826
|  |  | 33.2 | 899.8261 | 33.2 | 899.8261
|  |  | 33.3 | 899.8696 | 33.3 | 899.8696
|  |  | 33.4 | 899.913 | 33.4 | 899.913
|  |  | 33.5 | 899.9565 | 33.5 | 899.9565
|  |  | 33.6 | 900 | 33.6 | 900
|  |  | 33.7 | 900 | 33.7 | 900
|  |  | 33.8 | 900 | 33.8 | 900
|  |  | 33.9 | 900 | 33.9 | 900
|  |  | 34 | 900 | 34 | 900
|  |  | 34.1 | 900 | 34.1 | 900
|  |  | 34.2 | 900 | 34.2 | 900
|  |  | 34.3 | 900 | 34.3 | 900
|  |  | 34.4 | 900 | 34.4 | 900
|  |  | 34.5 | 900 | 34.5 | 900
|  |  | 34.6 | 900 | 34.6 | 900
|  |  | 34.7 | 900 | 34.7 | 900
|  |  | 34.8 | 900 | 34.8 | 900
|  |  | 34.9 | 900 | 34.9 | 900
|  |  | 35 | 900 | 35 | 900
|  |  | 35.1 | 900 | 35.1 | 900
|  |  | 35.2 | 900 | 35.2 | 900
|  |  | 35.3 | 900 | 35.3 | 900
|  |  | 35.4 | 900 | 35.4 | 900
|  |  | 35.5 | 900 | 35.5 | 900
|  |  | 35.6 | 900 | 35.6 | 900
|  |  | 35.7 | 900 | 35.7 | 900
|  |  | 35.8 | 900 | 35.8 | 900
|  |  | 35.9 | 900 | 35.9 | 900
|  |  | 36 | 900 | 36 | 900
|  |  | 36.1 | 900 | 36.1 | 900
|  |  | 36.2 | 900 | 36.2 | 900
|  |  | 36.3 | 900 | 36.3 | 900
|  |  | 36.4 | 900 | 36.4 | 900
|  |  | 36.5 | 900 | 36.5 | 900
|  |  | 36.6 | 900 | 36.6 | 900
|  |  | 36.7 | 900 | 36.7 | 900
|  |  | 36.8 | 900 | 36.8 | 900
|  |  | 36.9 | 900 | 36.9 | 900
|  |  | 37 | 900 | 37 | 900
|  |  | 37.1 | 900 | 37.1 | 900
|  |  | 37.2 | 900 | 37.2 | 900
|  |  | 37.3 | 900 | 37.3 | 900
|  |  | 37.4 | 900 | 37.4 | 900
|  |  | 37.5 | 900 | 37.5 | 900
|  |  | 37.6 | 900 | 37.6 | 900
|  |  | 37.7 | 900 | 37.7 | 900
|  |  | 37.8 | 900 | 37.8 | 900
|  |  | 37.9 | 900 | 37.9 | 900
|  |  | 38 | 900 | 38 | 900
|  |  | 38.1 | 900 | 38.1 | 900
|  |  | 38.2 | 900 | 38.2 | 900
|  |  | 38.3 | 900 | 38.3 | 900
|  |  | 38.4 | 900 | 38.4 | 900
|  |  | 38.5 | 900 | 38.5 | 900
|  |  | 38.6 | 900 | 38.6 | 900
|  |  | 38.7 | 900 | 38.7 | 900
|  |  | 38.8 | 900 | 38.8 | 900
|  |  | 38.9 | 900 | 38.9 | 900
|  |  | 39 | 900 | 39 | 900
|  |  | 39.1 | 900 | 39.1 | 900
|  |  | 39.2 | 900 | 39.2 | 900
|  |  | 39.3 | 900 | 39.3 | 900
|  |  | 39.4 | 900 | 39.4 | 900
|  |  | 39.5 | 900 | 39.5 | 900
|  |  | 39.6 | 900 | 39.6 | 900
|  |  | 39.7 | 900 | 39.7 | 900
|  |  | 39.8 | 900 | 39.8 | 900
|  |  | 39.9 | 900 | 39.9 | 900
|  |  | 40 | 900 | 40 | 900
|  |  | 40.1 | 900 | 40.1 | 900
|  |  | 40.2 | 900 | 40.2 | 900
|  |  | 40.3 | 900 | 40.3 | 900
|  |  | 40.4 | 900 | 40.4 | 900
|  |  | 40.5 | 900 | 40.5 | 900
|  |  | 40.6 | 900 | 40.6 | 900
|  |  | 40.7 | 900 | 40.7 | 900
|  |  | 40.8 | 900 | 40.8 | 900
|  |  | 40.9 | 900 | 40.9 | 900
|  |  | 41 | 900 | 41 | 900
|  |  | 41.1 | 900 | 41.1 | 900
|  |  | 41.2 | 900 | 41.2 | 900
|  |  | 41.3 | 900 | 41.3 | 900
|  |  | 41.4 | 900 | 41.4 | 900
|  |  | 41.5 | 900 | 41.5 | 900
|  |  | 41.6 | 900 | 41.6 | 900
|  |  | 41.7 | 900 | 41.7 | 900
|  |  | 41.8 | 900 | 41.8 | 900
|  |  | 41.9 | 900 | 41.9 | 900
|  |  | 42 | 900 | 42 | 900
|  |  | 42.1 | 900 | 42.1 | 900
|  |  | 42.2 | 900 | 42.2 | 900
|  |  | 42.3 | 900 | 42.3 | 900
|  |  | 42.4 | 900 | 42.4 | 900
|  |  | 42.5 | 900 | 42.5 | 900
|  |  | 42.6 | 900 | 42.6 | 900
|  |  | 42.7 | 900 | 42.7 | 900
|  |  | 42.8 | 900 | 42.8 | 900
|  |  | 42.9 | 900 | 42.9 | 900
|  |  | 43 | 900 | 43 | 900
|  |  | 43.1 | 900 | 43.1 | 900
|  |  | 43.2 | 900 | 43.2 | 900
|  |  | 43.3 | 900 | 43.3 | 900
|  |  | 43.4 | 900 | 43.4 | 900
|  |  | 43.5 | 900 | 43.5 | 900
|  |  | 43.6 | 900 | 43.6 | 900
|  |  | 43.7 | 900 | 43.7 | 900
|  |  | 43.8 | 900 | 43.8 | 900
|  |  | 43.9 | 900 | 43.9 | 900
|  |  | 44 | 900 | 44 | 900
|  |  | 44.1 | 900 | 44.1 | 900
|  |  | 44.2 | 900 | 44.2 | 900
|  |  | 44.3 | 900 | 44.3 | 900
|  |  | 44.4 | 900 | 44.4 | 900
|  |  | 44.5 | 900 | 44.5 | 900
|  |  | 44.6 | 900 | 44.6 | 900
|  |  | 44.7 | 900 | 44.7 | 900
|  |  | 44.8 | 900 | 44.8 | 900
|  |  | 44.9 | 900 | 44.9 | 900
|  |  | 45 | 900 | 45 | 900
|  |  | 45.1 | 900 | 45.1 | 900
|  |  | 45.2 | 900 | 45.2 | 900
|  |  | 45.3 | 900 | 45.3 | 900
|  |  | 45.4 | 900 | 45.4 | 900
|  |  | 45.5 | 900 | 45.5 | 900
|  |  | 45.6 | 900 | 45.6 | 900
|  |  | 45.7 | 900 | 45.7 | 900
|  |  | 45.8 | 900 | 45.8 | 900
|  |  | 45.9 | 900 | 45.9 | 900
|  |  | 46 | 900 | 46 | 900
|  |  | 46.1 | 900 | 46.1 | 900
|  |  | 46.2 | 900 | 46.2 | 900
|  |  | 46.3 | 900 | 46.3 | 900
|  |  | 46.4 | 900 | 46.4 | 900
|  |  | 46.5 | 900 | 46.5 | 900
|  |  | 46.6 | 900 | 46.6 | 900
|  |  | 46.7 | 900 | 46.7 | 900
|  |  | 46.8 | 900 | 46.8 | 900
|  |  | 46.9 | 900 | 46.9 | 900
|  |  | 47 | 900 | 47 | 900
|  |  | 47.1 | 900 | 47.1 | 900
|  |  | 47.2 | 900 | 47.2 | 900
|  |  | 47.3 | 900 | 47.3 | 900
|  |  | 47.4 | 900 | 47.4 | 900
|  |  | 47.5 | 900 | 47.5 | 900
|  |  | 47.6 | 900 | 47.6 | 900
|  |  | 47.7 | 900 | 47.7 | 900
|  |  | 47.8 | 900 | 47.8 | 900
|  |  | 47.9 | 900 | 47.9 | 900
|  |  | 48 | 900 | 48 | 900
|  |  | 48.1 | 900 | 48.1 | 900
|  |  | 48.2 | 900 | 48.2 | 900
|  |  | 48.3 | 900 | 48.3 | 900
|  |  | 48.4 | 900 | 48.4 | 900
|  |  | 48.5 | 900 | 48.5 | 900
|  |  | 48.6 | 900 | 48.6 | 900
|  |  | 48.7 | 900 | 48.7 | 900
|  |  | 48.8 | 900 | 48.8 | 900
|  |  | 48.9 | 900 | 48.9 | 900
|  |  | 49 | 900 | 49 | 900
|  |  | 49.1 | 900 | 49.1 | 900
|  |  | 49.2 | 900 | 49.2 | 900
|  |  | 49.3 | 900 | 49.3 | 900
|  |  | 49.4 | 900 | 49.4 | 900
|  |  | 49.5 | 900 | 49.5 | 900
|  |  | 49.6 | 900 | 49.6 | 900
|  |  | 49.7 | 900 | 49.7 | 900
|  |  | 49.8 | 900 | 49.8 | 900
|  |  | 49.9 | 900 | 49.9 | 900
|  |  | 50 | 900 | 50 | 900
|  |  | 50.1 | 900 | 50.1 | 900
|  |  | 50.2 | 900 | 50.2 | 900
|  |  | 50.3 | 900 | 50.3 | 900
|  |  | 50.4 | 900 | 50.4 | 900
|  |  | 50.5 | 900 | 50.5 | 900
|  |  | 50.6 | 900 | 50.6 | 900
|  |  | 50.7 | 900 | 50.7 | 900
|  |  | 50.8 | 900 | 50.8 | 900
|  |  | 50.9 | 900 | 50.9 | 900
|  |  | 51 | 900 | 51 | 900
|  |  | 51.1 | 900 | 51.1 | 900
|  |  | 51.2 | 900 | 51.2 | 900
|  |  | 51.3 | 900 | 51.3 | 900
|  |  | 51.4 | 900 | 51.4 | 900
|  |  | 51.5 | 900 | 51.5 | 900
|  |  | 51.6 | 900 | 51.6 | 900
|  |  | 51.7 | 900 | 51.7 | 900
|  |  | 51.8 | 900 | 51.8 | 900
|  |  | 51.9 | 900 | 51.9 | 900
|  |  | 52 | 900 | 52 | 900
|  |  | 52.1 | 900 | 52.1 | 900
|  |  | 52.2 | 900 | 52.2 | 900
|  |  | 52.3 | 900 | 52.3 | 900
|  |  | 52.4 | 900 | 52.4 | 900
|  |  | 52.5 | 900 | 52.5 | 900
|  |  | 52.6 | 900 | 52.6 | 900
|  |  | 52.7 | 900 | 52.7 | 900
|  |  | 52.8 | 900 | 52.8 | 900
|  |  | 52.9 | 900 | 52.9 | 900
|  |  | 53 | 900 | 53 | 900
|  |  | 53.1 | 900 | 53.1 | 900
|  |  | 53.2 | 900 | 53.2 | 900
|  |  | 53.3 | 900 | 53.3 | 900
|  |  | 53.4 | 900 | 53.4 | 900
|  |  | 53.5 | 900 | 53.5 | 900
|  |  | 53.6 | 900 | 53.6 | 900
|  |  | 53.7 | 900 | 53.7 | 900
|  |  | 53.8 | 900 | 53.8 | 900
|  |  | 53.9 | 900 | 53.9 | 900
|  |  | 54 | 900 | 54 | 900
|  |  | 54.1 | 900 | 54.1 | 900
|  |  | 54.2 | 900 | 54.2 | 900
|  |  | 54.3 | 900 | 54.3 | 900
|  |  | 54.4 | 900 | 54.4 | 900
|  |  | 54.5 | 900 | 54.5 | 900
|  |  | 54.6 | 900 | 54.6 | 900
|  |  | 54.7 | 900 | 54.7 | 900
|  |  | 54.8 | 900 | 54.8 | 900
|  |  | 54.9 | 900 | 54.9 | 900
|  |  | 55 | 900 | 55 | 900
|  |  | 55.1 | 900 | 55.1 | 900
|  |  | 55.2 | 900 | 55.2 | 900
|  |  | 55.3 | 900 | 55.3 | 900
|  |  | 55.4 | 900 | 55.4 | 900
|  |  | 55.5 | 900 | 55.5 | 900
|  |  | 55.6 | 900 | 55.6 | 900
|  |  | 55.7 | 900 | 55.7 | 900
|  |  | 55.8 | 900 | 55.8 | 900
|  |  | 55.9 | 900 | 55.9 | 900
|  |  | 56 | 860.8696 | 56 | 860.8696
|  |  | 56.1 | 821.7391 | 56.1 | 821.7391
|  |  | 56.2 | 782.6087 | 56.2 | 782.6087
|  |  | 56.3 | 743.4783 | 56.3 | 743.4783
|  |  | 56.4 | 704.3478 | 56.4 | 704.3478
|  |  | 56.5 | 665.2174 | 56.5 | 665.2174
|  |  | 56.6 | 626.087 | 56.6 | 626.087
|  |  | 56.7 | 586.9565 | 56.7 | 586.9565
|  |  | 56.8 | 547.8261 | 56.8 | 547.8261
|  |  | 56.9 | 508.6957 | 56.9 | 508.6957
|  |  | 57 | 469.5652 | 57 | 469.5652
|  |  | 57.1 | 430.4348 | 57.1 | 430.4348
|  |  | 57.2 | 391.3043 | 57.2 | 391.3043
|  |  | 57.3 | 352.1739 | 57.3 | 352.1739
|  |  | 57.4 | 313.0435 | 57.4 | 313.0435
|  |  | 57.5 | 273.913 | 57.5 | 273.913
|  |  | 57.6 | 234.7826 | 57.6 | 234.7826
|  |  | 57.7 | 195.6522 | 57.7 | 195.6522
|  |  | 57.8 | 156.5217 | 57.8 | 156.5217
|  |  | 57.9 | 117.3913 | 57.9 | 117.3913
|  |  | 58 | 78.2609 | 58 | 78.2609
|  |  | 58.1 | 39.1304 | 58.1 | 39.1304
|  |  | 58.2 | 0 | 58.2 | 0
|  |  | 58.3 | 0 | 58.3 | 0
|  |  | 58.4 | 0 | 58.4 | 0
|  |  | 58.5 | 0 | 58.5 | 0
|  |  | 58.6 | 0 | 58.6 | 0
|  |  | 58.7 | 0 | 58.7 | 0
|  |  | 58.8 | 0 | 58.8 | 0
|  |  | 58.9 | 0 | 58.9 | 0
|  |  | 59 | 0 | 59 | 0
|  |  | 59.1 | 0 | 59.1 | 0
|  |  | 59.2 | 0 | 59.2 | 0
|  |  | 59.3 | 0 | 59.3 | 0
|  |  | 59.4 | 0 | 59.4 | 0
|  |  | 59.5 | 0 | 59.5 | 0
|  |  | 59.6 | 0 | 59.6 | 0
|  |  | 59.7 | 0 | 59.7 | 0
|  |  | 59.8 | 0 | 59.8 | 0
|  |  | 59.9 | 0 | 59.9 | 0
|  |  | 60 | 0 | 60 | 0
|  |  | 60.1 | 0 | 60.1 | 0
|  |  | 60.2 | 0 | 60.2 | 0
|  |  | 60.3 | 0 | 60.3 | 0
|  |  | 60.4 | 0 | 60.4 | 0
|  |  | 60.5 | 0 | 60.5 | 0
|  |  | 60.6 | 0 | 60.6 | 0
|  |  | 60.7 | 0 | 60.7 | 0
|  |  | 60.8 | 0 | 60.8 | 0
|  |  | 60.9 | 0 | 60.9 | 0
|  |  | 61 | 0 | 61 | 0
|  |  | 61.1 | 0 | 61.1 | 0
|  |  | 61.2 | 0 | 61.2 | 0
|  |  | 61.3 | 0 | 61.3 | 0
|  |  | 61.4 | 0 | 61.4 | 0
|  |  | 61.5 | 0 | 61.5 | 0
|  |  | 61.6 | 0 | 61.6 | 0
|  |  | 61.7 | 0 | 61.7 | 0
|  |  | 61.8 | 0 | 61.8 | 0
|  |  | 61.9 | 0 | 61.9 | 0
|  |  | 62 | 0 | 62 | 0
|  |  | 62.1 | 0 | 62.1 | 0
|  |  | 62.2 | 0 | 62.2 | 0
|  |  | 62.3 | 0 | 62.3 | 0
|  |  | 62.4 | 0 | 62.4 | 0
|  |  | 62.5 | 0 | 62.5 | 0
|  |  | 62.6 | 0 | 62.6 | 0
|  |  | 62.7 | 0 | 62.7 | 0
|  |  | 62.8 | 0 | 62.8 | 0
|  |  | 62.9 | 0 | 62.9 | 0
|  |  | 63 | 0 | 63 | 0
|  |  | 63.1 | 0 | 63.1 | 0
|  |  | 63.2 | 0 | 63.2 | 0
|  |  | 63.3 | 0 | 63.3 | 0
|  |  | 63.4 | 0 | 63.4 | 0
|  |  | 63.5 | 0 | 63.5 | 0
|  |  | 63.6 | 0 | 63.6 | 0
|  |  | 63.7 | 0 | 63.7 | 0
|  |  | 63.8 | 0 | 63.8 | 0
|  |  | 63.9 | 0 | 63.9 | 0
|  |  | 64 | 0 | 64 | 0
|  |  | 64.1 | 0 | 64.1 | 0
|  |  | 64.2 | 0 | 64.2 | 0
|  |  | 64.3 | 0 | 64.3 | 0
|  |  | 64.4 | 0 | 64.4 | 0
|  |  | 64.5 | 0 | 64.5 | 0
|  |  | 64.6 | 0 | 64.6 | 0
|  |  | 64.7 | 0 | 64.7 | 0
|  |  | 64.8 | 0 | 64.8 | 0
|  |  | 64.9 | 0 | 64.9 | 0
|  |  | 65 | 0 | 65 | 0
|  |  | 65.1 | 0 | 65.1 | 0
|  |  | 65.2 | 0 | 65.2 | 0
|  |  | 65.3 | 0 | 65.3 | 0
|  |  | 65.4 | 0 | 65.4 | 0
|  |  | 65.5 | 0 | 65.5 | 0
|  |  | 65.6 | 0 | 65.6 | 0
|  |  | 65.7 | 0 | 65.7 | 0
|  |  | 65.8 | 0 | 65.8 | 0
|  |  | 65.9 | 0 | 65.9 | 0
|  |  | 66 | 0 | 66 | 0
|  |  | 66.1 | 0 | 66.1 | 0
|  |  | 66.2 | 0 | 66.2 | 0
|  |  | 66.3 | 0 | 66.3 | 0
|  |  | 66.4 | 0 | 66.4 | 0
|  |  | 66.5 | 0 | 66.5 | 0
|  |  | 66.6 | 0 | 66.6 | 0
|  |  | 66.7 | 0 | 66.7 | 0
|  |  | 66.8 | 0 | 66.8 | 0
|  |  | 66.9 | 0 | 66.9 | 0
|  |  | 67 | 0 | 67 | 0
|  |  | 67.1 | 0 | 67.1 | 0

## GE1.5 S
Manufacturer: | GE Wind Energy
Conversion Factor
Turbine: | GE 1.5 S, 70.5m rotor, |  | 1 m/s = 2.23693629205 MPH
Rated: | 1500 |  | Cut-In Speed [mph]
8.9
Windspeed Units: | m/s, MPH
Cut-Out Speed [mph]
Power Units: | kW |  | 55.9
Air Density: | 1.225 kg/m3
Turbulence: | .00
Temperature: | 0 F
Elevation: | 0 FT |  |  |  | Scale To: | 1500
Manufacturer's Power Curve Table |  |  | Derived Power Curve Table |  | Scaled Power Curve Table
Windspeed [m/s] | Windspeed [MPH] | Power [kW] | Windspeed [MPH] | Power [kW] | Windspeed [MPH] | Power [kW]
0 | 0 | 0 | 0 | 0 | 0 | 0
0.5 | 1.1 | 0 | 0.1 | 0 | 0.1 | 0
1 | 2.2 | 0 | 0.2 | 0 | 0.2 | 0
1.5 | 3.4 | 0 | 0.3 | 0 | 0.3 | 0
2 | 4.5 | 0 | 0.4 | 0 | 0.4 | 0
2.5 | 5.6 | 0 | 0.5 | 0 | 0.5 | 0
3 | 6.7 | 0 | 0.6 | 0 | 0.6 | 0
3.5 | 7.8 | 0 | 0.7 | 0 | 0.7 | 0
4 | 8.9 | 36 | 0.8 | 0 | 0.8 | 0
4.5 | 10.1 | 66 | 0.9 | 0 | 0.9 | 0
5 | 11.2 | 104 | 1 | 0 | 1 | 0
5.5 | 12.3 | 150 | 1.1 | 0 | 1.1 | 0
6 | 13.4 | 205 | 1.2 | 0 | 1.2 | 0
6.5 | 14.5 | 269 | 1.3 | 0 | 1.3 | 0
7 | 15.7 | 344 | 1.4 | 0 | 1.4 | 0
7.5 | 16.8 | 428 | 1.5 | 0 | 1.5 | 0
8 | 17.9 | 528 | 1.6 | 0 | 1.6 | 0
8.5 | 19 | 644 | 1.7 | 0 | 1.7 | 0
9 | 20.1 | 774 | 1.8 | 0 | 1.8 | 0
9.5 | 21.3 | 926.5 | 1.9 | 0 | 1.9 | 0
10 | 22.4 | 1079 | 2 | 0 | 2 | 0
10.5 | 23.5 | 1211 | 2.1 | 0 | 2.1 | 0
11 | 24.6 | 1342 | 2.2 | 0 | 2.2 | 0
11.5 | 25.7 | 1401 | 2.3 | 0 | 2.3 | 0
12 | 26.8 | 1460 | 2.4 | 0 | 2.4 | 0
12.5 | 28 | 1477 | 2.5 | 0 | 2.5 | 0
13 | 29.1 | 1494 | 2.6 | 0 | 2.6 | 0
13.5 | 30.2 | 1500 | 2.7 | 0 | 2.7 | 0
14 | 31.3 | 1500 | 2.8 | 0 | 2.8 | 0
14.5 | 32.4 | 1500 | 2.9 | 0 | 2.9 | 0 | NOTE:
15 | 33.6 | 1500 | 3 | 0 | 3 | 0 | Data is converted to MPH from manufacturer's data of whole m/s and then interpolated linearly at every .1 MPH.
15.5 | 34.7 | 1500 | 3.1 | 0 | 3.1 | 0 | Convert source data of graphs to read from current page.
16 | 35.8 | 1500 | 3.2 | 0 | 3.2 | 0 | Enter manufacturer's data into table; derived table and graphs will fill automatically.
16.5 | 36.9 | 1500 | 3.3 | 0 | 3.3 | 0 | Data is obtained directly from manufacturer.
17 | 38 | 1500 | 3.4 | 0 | 3.4 | 0
17.5 | 39.1 | 1500 | 3.5 | 0 | 3.5 | 0
18 | 40.3 | 1500 | 3.6 | 0 | 3.6 | 0
18.5 | 41.4 | 1500 | 3.7 | 0 | 3.7 | 0
19 | 42.5 | 1500 | 3.8 | 0 | 3.8 | 0
19.5 | 43.6 | 1500 | 3.9 | 0 | 3.9 | 0
20 | 44.7 | 1500 | 4 | 0 | 4 | 0
20.5 | 45.9 | 1500 | 4.1 | 0 | 4.1 | 0
21 | 47 | 1500 | 4.2 | 0 | 4.2 | 0
21.5 | 48.1 | 1500 | 4.3 | 0 | 4.3 | 0
22 | 49.2 | 1500 | 4.4 | 0 | 4.4 | 0
22.5 | 50.3 | 1500 | 4.5 | 0 | 4.5 | 0
23 | 51.4 | 1500 | 4.6 | 0 | 4.6 | 0
23.5 | 52.6 | 1500 | 4.7 | 0 | 4.7 | 0
24 | 53.7 | 1500 | 4.8 | 0 | 4.8 | 0
24.5 | 54.8 | 1500 | 4.9 | 0 | 4.9 | 0
25 | 55.9 | 1500 | 5 | 0 | 5 | 0
25.5 | 57 | 0 | 5.1 | 0 | 5.1 | 0
26 | 58.2 | 0 | 5.2 | 0 | 5.2 | 0
26.5 | 59.3 | 0 | 5.3 | 0 | 5.3 | 0
27 | 60.4 | 0 | 5.4 | 0 | 5.4 | 0
27.5 | 61.5 | 0 | 5.5 | 0 | 5.5 | 0
28 | 62.6 | 0 | 5.6 | 0 | 5.6 | 0
28.5 | 63.8 | 0 | 5.7 | 0 | 5.7 | 0
29 | 64.9 | 0 | 5.8 | 0 | 5.8 | 0
29.5 | 66 | 0 | 5.9 | 0 | 5.9 | 0
30 | 67.1 | 0 | 6 | 0 | 6 | 0
|  |  | 6.1 | 0 | 6.1 | 0
|  |  | 6.2 | 0 | 6.2 | 0
|  |  | 6.3 | 0 | 6.3 | 0
|  |  | 6.4 | 0 | 6.4 | 0
|  |  | 6.5 | 0 | 6.5 | 0
|  |  | 6.6 | 0 | 6.6 | 0
|  |  | 6.7 | 0 | 6.7 | 0
|  |  | 6.8 | 0 | 6.8 | 0
|  |  | 6.9 | 0 | 6.9 | 0
|  |  | 7 | 0 | 7 | 0
|  |  | 7.1 | 0 | 7.1 | 0
|  |  | 7.2 | 0 | 7.2 | 0
|  |  | 7.3 | 0 | 7.3 | 0
|  |  | 7.4 | 0 | 7.4 | 0
|  |  | 7.5 | 0 | 7.5 | 0
|  |  | 7.6 | 0 | 7.6 | 0
|  |  | 7.7 | 0 | 7.7 | 0
|  |  | 7.8 | 0 | 7.8 | 0
|  |  | 7.9 | 3.2727 | 7.9 | 3.2727
|  |  | 8 | 6.5455 | 8 | 6.5455
|  |  | 8.1 | 9.8182 | 8.1 | 9.8182
|  |  | 8.2 | 13.0909 | 8.2 | 13.0909
|  |  | 8.3 | 16.3636 | 8.3 | 16.3636
|  |  | 8.4 | 19.6364 | 8.4 | 19.6364
|  |  | 8.5 | 22.9091 | 8.5 | 22.9091
|  |  | 8.6 | 26.1818 | 8.6 | 26.1818
|  |  | 8.7 | 29.4545 | 8.7 | 29.4545
|  |  | 8.8 | 32.7273 | 8.8 | 32.7273
|  |  | 8.9 | 36 | 8.9 | 36
|  |  | 9 | 38.5 | 9 | 38.5
|  |  | 9.1 | 41 | 9.1 | 41
|  |  | 9.2 | 43.5 | 9.2 | 43.5
|  |  | 9.3 | 46 | 9.3 | 46
|  |  | 9.4 | 48.5 | 9.4 | 48.5
|  |  | 9.5 | 51 | 9.5 | 51
|  |  | 9.6 | 53.5 | 9.6 | 53.5
|  |  | 9.7 | 56 | 9.7 | 56
|  |  | 9.8 | 58.5 | 9.8 | 58.5
|  |  | 9.9 | 61 | 9.9 | 61
|  |  | 10 | 63.5 | 10 | 63.5
|  |  | 10.1 | 66 | 10.1 | 66
|  |  | 10.2 | 69.4545 | 10.2 | 69.4545
|  |  | 10.3 | 72.9091 | 10.3 | 72.9091
|  |  | 10.4 | 76.3636 | 10.4 | 76.3636
|  |  | 10.5 | 79.8182 | 10.5 | 79.8182
|  |  | 10.6 | 83.2727 | 10.6 | 83.2727
|  |  | 10.7 | 86.7273 | 10.7 | 86.7273
|  |  | 10.8 | 90.1818 | 10.8 | 90.1818
|  |  | 10.9 | 93.6364 | 10.9 | 93.6364
|  |  | 11 | 97.0909 | 11 | 97.0909
|  |  | 11.1 | 100.5455 | 11.1 | 100.5455
|  |  | 11.2 | 104 | 11.2 | 104
|  |  | 11.3 | 108.1818 | 11.3 | 108.1818
|  |  | 11.4 | 112.3636 | 11.4 | 112.3636
|  |  | 11.5 | 116.5455 | 11.5 | 116.5455
|  |  | 11.6 | 120.7273 | 11.6 | 120.7273
|  |  | 11.7 | 124.9091 | 11.7 | 124.9091
|  |  | 11.8 | 129.0909 | 11.8 | 129.0909
|  |  | 11.9 | 133.2727 | 11.9 | 133.2727
|  |  | 12 | 137.4545 | 12 | 137.4545
|  |  | 12.1 | 141.6364 | 12.1 | 141.6364
|  |  | 12.2 | 145.8182 | 12.2 | 145.8182
|  |  | 12.3 | 150 | 12.3 | 150
|  |  | 12.4 | 155 | 12.4 | 155
|  |  | 12.5 | 160 | 12.5 | 160
|  |  | 12.6 | 165 | 12.6 | 165
|  |  | 12.7 | 170 | 12.7 | 170
|  |  | 12.8 | 175 | 12.8 | 175
|  |  | 12.9 | 180 | 12.9 | 180
|  |  | 13 | 185 | 13 | 185
|  |  | 13.1 | 190 | 13.1 | 190
|  |  | 13.2 | 195 | 13.2 | 195
|  |  | 13.3 | 200 | 13.3 | 200
|  |  | 13.4 | 205 | 13.4 | 205
|  |  | 13.5 | 210.8182 | 13.5 | 210.8182
|  |  | 13.6 | 216.6364 | 13.6 | 216.6364
|  |  | 13.7 | 222.4545 | 13.7 | 222.4545
|  |  | 13.8 | 228.2727 | 13.8 | 228.2727
|  |  | 13.9 | 234.0909 | 13.9 | 234.0909
|  |  | 14 | 239.9091 | 14 | 239.9091
|  |  | 14.1 | 245.7273 | 14.1 | 245.7273
|  |  | 14.2 | 251.5455 | 14.2 | 251.5455
|  |  | 14.3 | 257.3636 | 14.3 | 257.3636
|  |  | 14.4 | 263.1818 | 14.4 | 263.1818
|  |  | 14.5 | 269 | 14.5 | 269
|  |  | 14.6 | 275.25 | 14.6 | 275.25
|  |  | 14.7 | 281.5 | 14.7 | 281.5
|  |  | 14.8 | 287.75 | 14.8 | 287.75
|  |  | 14.9 | 294 | 14.9 | 294
|  |  | 15 | 300.25 | 15 | 300.25
|  |  | 15.1 | 306.5 | 15.1 | 306.5
|  |  | 15.2 | 312.75 | 15.2 | 312.75
|  |  | 15.3 | 319 | 15.3 | 319
|  |  | 15.4 | 325.25 | 15.4 | 325.25
|  |  | 15.5 | 331.5 | 15.5 | 331.5
|  |  | 15.6 | 337.75 | 15.6 | 337.75
|  |  | 15.7 | 344 | 15.7 | 344
|  |  | 15.8 | 351.6364 | 15.8 | 351.6364
|  |  | 15.9 | 359.2727 | 15.9 | 359.2727
|  |  | 16 | 366.9091 | 16 | 366.9091
|  |  | 16.1 | 374.5455 | 16.1 | 374.5455
|  |  | 16.2 | 382.1818 | 16.2 | 382.1818
|  |  | 16.3 | 389.8182 | 16.3 | 389.8182
|  |  | 16.4 | 397.4545 | 16.4 | 397.4545
|  |  | 16.5 | 405.0909 | 16.5 | 405.0909
|  |  | 16.6 | 412.7273 | 16.6 | 412.7273
|  |  | 16.7 | 420.3636 | 16.7 | 420.3636
|  |  | 16.8 | 428 | 16.8 | 428
|  |  | 16.9 | 437.0909 | 16.9 | 437.0909
|  |  | 17 | 446.1818 | 17 | 446.1818
|  |  | 17.1 | 455.2727 | 17.1 | 455.2727
|  |  | 17.2 | 464.3636 | 17.2 | 464.3636
|  |  | 17.3 | 473.4545 | 17.3 | 473.4545
|  |  | 17.4 | 482.5455 | 17.4 | 482.5455
|  |  | 17.5 | 491.6364 | 17.5 | 491.6364
|  |  | 17.6 | 500.7273 | 17.6 | 500.7273
|  |  | 17.7 | 509.8182 | 17.7 | 509.8182
|  |  | 17.8 | 518.9091 | 17.8 | 518.9091
|  |  | 17.9 | 528 | 17.9 | 528
|  |  | 18 | 538.5455 | 18 | 538.5455
|  |  | 18.1 | 549.0909 | 18.1 | 549.0909
|  |  | 18.2 | 559.6364 | 18.2 | 559.6364
|  |  | 18.3 | 570.1818 | 18.3 | 570.1818
|  |  | 18.4 | 580.7273 | 18.4 | 580.7273
|  |  | 18.5 | 591.2727 | 18.5 | 591.2727
|  |  | 18.6 | 601.8182 | 18.6 | 601.8182
|  |  | 18.7 | 612.3636 | 18.7 | 612.3636
|  |  | 18.8 | 622.9091 | 18.8 | 622.9091
|  |  | 18.9 | 633.4545 | 18.9 | 633.4545
|  |  | 19 | 644 | 19 | 644
|  |  | 19.1 | 655.8182 | 19.1 | 655.8182
|  |  | 19.2 | 667.6364 | 19.2 | 667.6364
|  |  | 19.3 | 679.4545 | 19.3 | 679.4545
|  |  | 19.4 | 691.2727 | 19.4 | 691.2727
|  |  | 19.5 | 703.0909 | 19.5 | 703.0909
|  |  | 19.6 | 714.9091 | 19.6 | 714.9091
|  |  | 19.7 | 726.7273 | 19.7 | 726.7273
|  |  | 19.8 | 738.5455 | 19.8 | 738.5455
|  |  | 19.9 | 750.3636 | 19.9 | 750.3636
|  |  | 20 | 762.1818 | 20 | 762.1818
|  |  | 20.1 | 774 | 20.1 | 774
|  |  | 20.2 | 786.7083 | 20.2 | 786.7083
|  |  | 20.3 | 799.4167 | 20.3 | 799.4167
|  |  | 20.4 | 812.125 | 20.4 | 812.125
|  |  | 20.5 | 824.8333 | 20.5 | 824.8333
|  |  | 20.6 | 837.5417 | 20.6 | 837.5417
|  |  | 20.7 | 850.25 | 20.7 | 850.25
|  |  | 20.8 | 862.9583 | 20.8 | 862.9583
|  |  | 20.9 | 875.6667 | 20.9 | 875.6667
|  |  | 21 | 888.375 | 21 | 888.375
|  |  | 21.1 | 901.0833 | 21.1 | 901.0833
|  |  | 21.2 | 913.7917 | 21.2 | 913.7917
|  |  | 21.3 | 926.5 | 21.3 | 926.5
|  |  | 21.4 | 940.3636 | 21.4 | 940.3636
|  |  | 21.5 | 954.2273 | 21.5 | 954.2273
|  |  | 21.6 | 968.0909 | 21.6 | 968.0909
|  |  | 21.7 | 981.9545 | 21.7 | 981.9545
|  |  | 21.8 | 995.8182 | 21.8 | 995.8182
|  |  | 21.9 | 1009.6818 | 21.9 | 1009.6818
|  |  | 22 | 1023.5455 | 22 | 1023.5455
|  |  | 22.1 | 1037.4091 | 22.1 | 1037.4091
|  |  | 22.2 | 1051.2727 | 22.2 | 1051.2727
|  |  | 22.3 | 1065.1364 | 22.3 | 1065.1364
|  |  | 22.4 | 1079 | 22.4 | 1079
|  |  | 22.5 | 1091 | 22.5 | 1091
|  |  | 22.6 | 1103 | 22.6 | 1103
|  |  | 22.7 | 1115 | 22.7 | 1115
|  |  | 22.8 | 1127 | 22.8 | 1127
|  |  | 22.9 | 1139 | 22.9 | 1139
|  |  | 23 | 1151 | 23 | 1151
|  |  | 23.1 | 1163 | 23.1 | 1163
|  |  | 23.2 | 1175 | 23.2 | 1175
|  |  | 23.3 | 1187 | 23.3 | 1187
|  |  | 23.4 | 1199 | 23.4 | 1199
|  |  | 23.5 | 1211 | 23.5 | 1211
|  |  | 23.6 | 1222.9091 | 23.6 | 1222.9091
|  |  | 23.7 | 1234.8182 | 23.7 | 1234.8182
|  |  | 23.8 | 1246.7273 | 23.8 | 1246.7273
|  |  | 23.9 | 1258.6364 | 23.9 | 1258.6364
|  |  | 24 | 1270.5455 | 24 | 1270.5455
|  |  | 24.1 | 1282.4545 | 24.1 | 1282.4545
|  |  | 24.2 | 1294.3636 | 24.2 | 1294.3636
|  |  | 24.3 | 1306.2727 | 24.3 | 1306.2727
|  |  | 24.4 | 1318.1818 | 24.4 | 1318.1818
|  |  | 24.5 | 1330.0909 | 24.5 | 1330.0909
|  |  | 24.6 | 1342 | 24.6 | 1342
|  |  | 24.7 | 1347.3636 | 24.7 | 1347.3636
|  |  | 24.8 | 1352.7273 | 24.8 | 1352.7273
|  |  | 24.9 | 1358.0909 | 24.9 | 1358.0909
|  |  | 25 | 1363.4545 | 25 | 1363.4545
|  |  | 25.1 | 1368.8182 | 25.1 | 1368.8182
|  |  | 25.2 | 1374.1818 | 25.2 | 1374.1818
|  |  | 25.3 | 1379.5455 | 25.3 | 1379.5455
|  |  | 25.4 | 1384.9091 | 25.4 | 1384.9091
|  |  | 25.5 | 1390.2727 | 25.5 | 1390.2727
|  |  | 25.6 | 1395.6364 | 25.6 | 1395.6364
|  |  | 25.7 | 1401 | 25.7 | 1401
|  |  | 25.8 | 1406.3636 | 25.8 | 1406.3636
|  |  | 25.9 | 1411.7273 | 25.9 | 1411.7273
|  |  | 26 | 1417.0909 | 26 | 1417.0909
|  |  | 26.1 | 1422.4545 | 26.1 | 1422.4545
|  |  | 26.2 | 1427.8182 | 26.2 | 1427.8182
|  |  | 26.3 | 1433.1818 | 26.3 | 1433.1818
|  |  | 26.4 | 1438.5455 | 26.4 | 1438.5455
|  |  | 26.5 | 1443.9091 | 26.5 | 1443.9091
|  |  | 26.6 | 1449.2727 | 26.6 | 1449.2727
|  |  | 26.7 | 1454.6364 | 26.7 | 1454.6364
|  |  | 26.8 | 1460 | 26.8 | 1460
|  |  | 26.9 | 1461.4167 | 26.9 | 1461.4167
|  |  | 27 | 1462.8333 | 27 | 1462.8333
|  |  | 27.1 | 1464.25 | 27.1 | 1464.25
|  |  | 27.2 | 1465.6667 | 27.2 | 1465.6667
|  |  | 27.3 | 1467.0833 | 27.3 | 1467.0833
|  |  | 27.4 | 1468.5 | 27.4 | 1468.5
|  |  | 27.5 | 1469.9167 | 27.5 | 1469.9167
|  |  | 27.6 | 1471.3333 | 27.6 | 1471.3333
|  |  | 27.7 | 1472.75 | 27.7 | 1472.75
|  |  | 27.8 | 1474.1667 | 27.8 | 1474.1667
|  |  | 27.9 | 1475.5833 | 27.9 | 1475.5833
|  |  | 28 | 1477 | 28 | 1477
|  |  | 28.1 | 1478.5455 | 28.1 | 1478.5455
|  |  | 28.2 | 1480.0909 | 28.2 | 1480.0909
|  |  | 28.3 | 1481.6364 | 28.3 | 1481.6364
|  |  | 28.4 | 1483.1818 | 28.4 | 1483.1818
|  |  | 28.5 | 1484.7273 | 28.5 | 1484.7273
|  |  | 28.6 | 1486.2727 | 28.6 | 1486.2727
|  |  | 28.7 | 1487.8182 | 28.7 | 1487.8182
|  |  | 28.8 | 1489.3636 | 28.8 | 1489.3636
|  |  | 28.9 | 1490.9091 | 28.9 | 1490.9091
|  |  | 29 | 1492.4545 | 29 | 1492.4545
|  |  | 29.1 | 1494 | 29.1 | 1494
|  |  | 29.2 | 1494.5455 | 29.2 | 1494.5455
|  |  | 29.3 | 1495.0909 | 29.3 | 1495.0909
|  |  | 29.4 | 1495.6364 | 29.4 | 1495.6364
|  |  | 29.5 | 1496.1818 | 29.5 | 1496.1818
|  |  | 29.6 | 1496.7273 | 29.6 | 1496.7273
|  |  | 29.7 | 1497.2727 | 29.7 | 1497.2727
|  |  | 29.8 | 1497.8182 | 29.8 | 1497.8182
|  |  | 29.9 | 1498.3636 | 29.9 | 1498.3636
|  |  | 30 | 1498.9091 | 30 | 1498.9091
|  |  | 30.1 | 1499.4545 | 30.1 | 1499.4545
|  |  | 30.2 | 1500 | 30.2 | 1500
|  |  | 30.3 | 1500 | 30.3 | 1500
|  |  | 30.4 | 1500 | 30.4 | 1500
|  |  | 30.5 | 1500 | 30.5 | 1500
|  |  | 30.6 | 1500 | 30.6 | 1500
|  |  | 30.7 | 1500 | 30.7 | 1500
|  |  | 30.8 | 1500 | 30.8 | 1500
|  |  | 30.9 | 1500 | 30.9 | 1500
|  |  | 31 | 1500 | 31 | 1500
|  |  | 31.1 | 1500 | 31.1 | 1500
|  |  | 31.2 | 1500 | 31.2 | 1500
|  |  | 31.3 | 1500 | 31.3 | 1500
|  |  | 31.4 | 1500 | 31.4 | 1500
|  |  | 31.5 | 1500 | 31.5 | 1500
|  |  | 31.6 | 1500 | 31.6 | 1500
|  |  | 31.7 | 1500 | 31.7 | 1500
|  |  | 31.8 | 1500 | 31.8 | 1500
|  |  | 31.9 | 1500 | 31.9 | 1500
|  |  | 32 | 1500 | 32 | 1500
|  |  | 32.1 | 1500 | 32.1 | 1500
|  |  | 32.2 | 1500 | 32.2 | 1500
|  |  | 32.3 | 1500 | 32.3 | 1500
|  |  | 32.4 | 1500 | 32.4 | 1500
|  |  | 32.5 | 1500 | 32.5 | 1500
|  |  | 32.6 | 1500 | 32.6 | 1500
|  |  | 32.7 | 1500 | 32.7 | 1500
|  |  | 32.8 | 1500 | 32.8 | 1500
|  |  | 32.9 | 1500 | 32.9 | 1500
|  |  | 33 | 1500 | 33 | 1500
|  |  | 33.1 | 1500 | 33.1 | 1500
|  |  | 33.2 | 1500 | 33.2 | 1500
|  |  | 33.3 | 1500 | 33.3 | 1500
|  |  | 33.4 | 1500 | 33.4 | 1500
|  |  | 33.5 | 1500 | 33.5 | 1500
|  |  | 33.6 | 1500 | 33.6 | 1500
|  |  | 33.7 | 1500 | 33.7 | 1500
|  |  | 33.8 | 1500 | 33.8 | 1500
|  |  | 33.9 | 1500 | 33.9 | 1500
|  |  | 34 | 1500 | 34 | 1500
|  |  | 34.1 | 1500 | 34.1 | 1500
|  |  | 34.2 | 1500 | 34.2 | 1500
|  |  | 34.3 | 1500 | 34.3 | 1500
|  |  | 34.4 | 1500 | 34.4 | 1500
|  |  | 34.5 | 1500 | 34.5 | 1500
|  |  | 34.6 | 1500 | 34.6 | 1500
|  |  | 34.7 | 1500 | 34.7 | 1500
|  |  | 34.8 | 1500 | 34.8 | 1500
|  |  | 34.9 | 1500 | 34.9 | 1500
|  |  | 35 | 1500 | 35 | 1500
|  |  | 35.1 | 1500 | 35.1 | 1500
|  |  | 35.2 | 1500 | 35.2 | 1500
|  |  | 35.3 | 1500 | 35.3 | 1500
|  |  | 35.4 | 1500 | 35.4 | 1500
|  |  | 35.5 | 1500 | 35.5 | 1500
|  |  | 35.6 | 1500 | 35.6 | 1500
|  |  | 35.7 | 1500 | 35.7 | 1500
|  |  | 35.8 | 1500 | 35.8 | 1500
|  |  | 35.9 | 1500 | 35.9 | 1500
|  |  | 36 | 1500 | 36 | 1500
|  |  | 36.1 | 1500 | 36.1 | 1500
|  |  | 36.2 | 1500 | 36.2 | 1500
|  |  | 36.3 | 1500 | 36.3 | 1500
|  |  | 36.4 | 1500 | 36.4 | 1500
|  |  | 36.5 | 1500 | 36.5 | 1500
|  |  | 36.6 | 1500 | 36.6 | 1500
|  |  | 36.7 | 1500 | 36.7 | 1500
|  |  | 36.8 | 1500 | 36.8 | 1500
|  |  | 36.9 | 1500 | 36.9 | 1500
|  |  | 37 | 1500 | 37 | 1500
|  |  | 37.1 | 1500 | 37.1 | 1500
|  |  | 37.2 | 1500 | 37.2 | 1500
|  |  | 37.3 | 1500 | 37.3 | 1500
|  |  | 37.4 | 1500 | 37.4 | 1500
|  |  | 37.5 | 1500 | 37.5 | 1500
|  |  | 37.6 | 1500 | 37.6 | 1500
|  |  | 37.7 | 1500 | 37.7 | 1500
|  |  | 37.8 | 1500 | 37.8 | 1500
|  |  | 37.9 | 1500 | 37.9 | 1500
|  |  | 38 | 1500 | 38 | 1500
|  |  | 38.1 | 1500 | 38.1 | 1500
|  |  | 38.2 | 1500 | 38.2 | 1500
|  |  | 38.3 | 1500 | 38.3 | 1500
|  |  | 38.4 | 1500 | 38.4 | 1500
|  |  | 38.5 | 1500 | 38.5 | 1500
|  |  | 38.6 | 1500 | 38.6 | 1500
|  |  | 38.7 | 1500 | 38.7 | 1500
|  |  | 38.8 | 1500 | 38.8 | 1500
|  |  | 38.9 | 1500 | 38.9 | 1500
|  |  | 39 | 1500 | 39 | 1500
|  |  | 39.1 | 1500 | 39.1 | 1500
|  |  | 39.2 | 1500 | 39.2 | 1500
|  |  | 39.3 | 1500 | 39.3 | 1500
|  |  | 39.4 | 1500 | 39.4 | 1500
|  |  | 39.5 | 1500 | 39.5 | 1500
|  |  | 39.6 | 1500 | 39.6 | 1500
|  |  | 39.7 | 1500 | 39.7 | 1500
|  |  | 39.8 | 1500 | 39.8 | 1500
|  |  | 39.9 | 1500 | 39.9 | 1500
|  |  | 40 | 1500 | 40 | 1500
|  |  | 40.1 | 1500 | 40.1 | 1500
|  |  | 40.2 | 1500 | 40.2 | 1500
|  |  | 40.3 | 1500 | 40.3 | 1500
|  |  | 40.4 | 1500 | 40.4 | 1500
|  |  | 40.5 | 1500 | 40.5 | 1500
|  |  | 40.6 | 1500 | 40.6 | 1500
|  |  | 40.7 | 1500 | 40.7 | 1500
|  |  | 40.8 | 1500 | 40.8 | 1500
|  |  | 40.9 | 1500 | 40.9 | 1500
|  |  | 41 | 1500 | 41 | 1500
|  |  | 41.1 | 1500 | 41.1 | 1500
|  |  | 41.2 | 1500 | 41.2 | 1500
|  |  | 41.3 | 1500 | 41.3 | 1500
|  |  | 41.4 | 1500 | 41.4 | 1500
|  |  | 41.5 | 1500 | 41.5 | 1500
|  |  | 41.6 | 1500 | 41.6 | 1500
|  |  | 41.7 | 1500 | 41.7 | 1500
|  |  | 41.8 | 1500 | 41.8 | 1500
|  |  | 41.9 | 1500 | 41.9 | 1500
|  |  | 42 | 1500 | 42 | 1500
|  |  | 42.1 | 1500 | 42.1 | 1500
|  |  | 42.2 | 1500 | 42.2 | 1500
|  |  | 42.3 | 1500 | 42.3 | 1500
|  |  | 42.4 | 1500 | 42.4 | 1500
|  |  | 42.5 | 1500 | 42.5 | 1500
|  |  | 42.6 | 1500 | 42.6 | 1500
|  |  | 42.7 | 1500 | 42.7 | 1500
|  |  | 42.8 | 1500 | 42.8 | 1500
|  |  | 42.9 | 1500 | 42.9 | 1500
|  |  | 43 | 1500 | 43 | 1500
|  |  | 43.1 | 1500 | 43.1 | 1500
|  |  | 43.2 | 1500 | 43.2 | 1500
|  |  | 43.3 | 1500 | 43.3 | 1500
|  |  | 43.4 | 1500 | 43.4 | 1500
|  |  | 43.5 | 1500 | 43.5 | 1500
|  |  | 43.6 | 1500 | 43.6 | 1500
|  |  | 43.7 | 1500 | 43.7 | 1500
|  |  | 43.8 | 1500 | 43.8 | 1500
|  |  | 43.9 | 1500 | 43.9 | 1500
|  |  | 44 | 1500 | 44 | 1500
|  |  | 44.1 | 1500 | 44.1 | 1500
|  |  | 44.2 | 1500 | 44.2 | 1500
|  |  | 44.3 | 1500 | 44.3 | 1500
|  |  | 44.4 | 1500 | 44.4 | 1500
|  |  | 44.5 | 1500 | 44.5 | 1500
|  |  | 44.6 | 1500 | 44.6 | 1500
|  |  | 44.7 | 1500 | 44.7 | 1500
|  |  | 44.8 | 1500 | 44.8 | 1500
|  |  | 44.9 | 1500 | 44.9 | 1500
|  |  | 45 | 1500 | 45 | 1500
|  |  | 45.1 | 1500 | 45.1 | 1500
|  |  | 45.2 | 1500 | 45.2 | 1500
|  |  | 45.3 | 1500 | 45.3 | 1500
|  |  | 45.4 | 1500 | 45.4 | 1500
|  |  | 45.5 | 1500 | 45.5 | 1500
|  |  | 45.6 | 1500 | 45.6 | 1500
|  |  | 45.7 | 1500 | 45.7 | 1500
|  |  | 45.8 | 1500 | 45.8 | 1500
|  |  | 45.9 | 1500 | 45.9 | 1500
|  |  | 46 | 1500 | 46 | 1500
|  |  | 46.1 | 1500 | 46.1 | 1500
|  |  | 46.2 | 1500 | 46.2 | 1500
|  |  | 46.3 | 1500 | 46.3 | 1500
|  |  | 46.4 | 1500 | 46.4 | 1500
|  |  | 46.5 | 1500 | 46.5 | 1500
|  |  | 46.6 | 1500 | 46.6 | 1500
|  |  | 46.7 | 1500 | 46.7 | 1500
|  |  | 46.8 | 1500 | 46.8 | 1500
|  |  | 46.9 | 1500 | 46.9 | 1500
|  |  | 47 | 1500 | 47 | 1500
|  |  | 47.1 | 1500 | 47.1 | 1500
|  |  | 47.2 | 1500 | 47.2 | 1500
|  |  | 47.3 | 1500 | 47.3 | 1500
|  |  | 47.4 | 1500 | 47.4 | 1500
|  |  | 47.5 | 1500 | 47.5 | 1500
|  |  | 47.6 | 1500 | 47.6 | 1500
|  |  | 47.7 | 1500 | 47.7 | 1500
|  |  | 47.8 | 1500 | 47.8 | 1500
|  |  | 47.9 | 1500 | 47.9 | 1500
|  |  | 48 | 1500 | 48 | 1500
|  |  | 48.1 | 1500 | 48.1 | 1500
|  |  | 48.2 | 1500 | 48.2 | 1500
|  |  | 48.3 | 1500 | 48.3 | 1500
|  |  | 48.4 | 1500 | 48.4 | 1500
|  |  | 48.5 | 1500 | 48.5 | 1500
|  |  | 48.6 | 1500 | 48.6 | 1500
|  |  | 48.7 | 1500 | 48.7 | 1500
|  |  | 48.8 | 1500 | 48.8 | 1500
|  |  | 48.9 | 1500 | 48.9 | 1500
|  |  | 49 | 1500 | 49 | 1500
|  |  | 49.1 | 1500 | 49.1 | 1500
|  |  | 49.2 | 1500 | 49.2 | 1500
|  |  | 49.3 | 1500 | 49.3 | 1500
|  |  | 49.4 | 1500 | 49.4 | 1500
|  |  | 49.5 | 1500 | 49.5 | 1500
|  |  | 49.6 | 1500 | 49.6 | 1500
|  |  | 49.7 | 1500 | 49.7 | 1500
|  |  | 49.8 | 1500 | 49.8 | 1500
|  |  | 49.9 | 1500 | 49.9 | 1500
|  |  | 50 | 1500 | 50 | 1500
|  |  | 50.1 | 1500 | 50.1 | 1500
|  |  | 50.2 | 1500 | 50.2 | 1500
|  |  | 50.3 | 1500 | 50.3 | 1500
|  |  | 50.4 | 1500 | 50.4 | 1500
|  |  | 50.5 | 1500 | 50.5 | 1500
|  |  | 50.6 | 1500 | 50.6 | 1500
|  |  | 50.7 | 1500 | 50.7 | 1500
|  |  | 50.8 | 1500 | 50.8 | 1500
|  |  | 50.9 | 1500 | 50.9 | 1500
|  |  | 51 | 1500 | 51 | 1500
|  |  | 51.1 | 1500 | 51.1 | 1500
|  |  | 51.2 | 1500 | 51.2 | 1500
|  |  | 51.3 | 1500 | 51.3 | 1500
|  |  | 51.4 | 1500 | 51.4 | 1500
|  |  | 51.5 | 1500 | 51.5 | 1500
|  |  | 51.6 | 1500 | 51.6 | 1500
|  |  | 51.7 | 1500 | 51.7 | 1500
|  |  | 51.8 | 1500 | 51.8 | 1500
|  |  | 51.9 | 1500 | 51.9 | 1500
|  |  | 52 | 1500 | 52 | 1500
|  |  | 52.1 | 1500 | 52.1 | 1500
|  |  | 52.2 | 1500 | 52.2 | 1500
|  |  | 52.3 | 1500 | 52.3 | 1500
|  |  | 52.4 | 1500 | 52.4 | 1500
|  |  | 52.5 | 1500 | 52.5 | 1500
|  |  | 52.6 | 1500 | 52.6 | 1500
|  |  | 52.7 | 1500 | 52.7 | 1500
|  |  | 52.8 | 1500 | 52.8 | 1500
|  |  | 52.9 | 1500 | 52.9 | 1500
|  |  | 53 | 1500 | 53 | 1500
|  |  | 53.1 | 1500 | 53.1 | 1500
|  |  | 53.2 | 1500 | 53.2 | 1500
|  |  | 53.3 | 1500 | 53.3 | 1500
|  |  | 53.4 | 1500 | 53.4 | 1500
|  |  | 53.5 | 1500 | 53.5 | 1500
|  |  | 53.6 | 1500 | 53.6 | 1500
|  |  | 53.7 | 1500 | 53.7 | 1500
|  |  | 53.8 | 1500 | 53.8 | 1500
|  |  | 53.9 | 1500 | 53.9 | 1500
|  |  | 54 | 1500 | 54 | 1500
|  |  | 54.1 | 1500 | 54.1 | 1500
|  |  | 54.2 | 1500 | 54.2 | 1500
|  |  | 54.3 | 1500 | 54.3 | 1500
|  |  | 54.4 | 1500 | 54.4 | 1500
|  |  | 54.5 | 1500 | 54.5 | 1500
|  |  | 54.6 | 1500 | 54.6 | 1500
|  |  | 54.7 | 1500 | 54.7 | 1500
|  |  | 54.8 | 1500 | 54.8 | 1500
|  |  | 54.9 | 1500 | 54.9 | 1500
|  |  | 55 | 1500 | 55 | 1500
|  |  | 55.1 | 1500 | 55.1 | 1500
|  |  | 55.2 | 1500 | 55.2 | 1500
|  |  | 55.3 | 1500 | 55.3 | 1500
|  |  | 55.4 | 1500 | 55.4 | 1500
|  |  | 55.5 | 1500 | 55.5 | 1500
|  |  | 55.6 | 1500 | 55.6 | 1500
|  |  | 55.7 | 1500 | 55.7 | 1500
|  |  | 55.8 | 1500 | 55.8 | 1500
|  |  | 55.9 | 1500 | 55.9 | 1500
|  |  | 56 | 1363.6364 | 56 | 1363.6364
|  |  | 56.1 | 1227.2727 | 56.1 | 1227.2727
|  |  | 56.2 | 1090.9091 | 56.2 | 1090.9091
|  |  | 56.3 | 954.5455 | 56.3 | 954.5455
|  |  | 56.4 | 818.1818 | 56.4 | 818.1818
|  |  | 56.5 | 681.8182 | 56.5 | 681.8182
|  |  | 56.6 | 545.4545 | 56.6 | 545.4545
|  |  | 56.7 | 409.0909 | 56.7 | 409.0909
|  |  | 56.8 | 272.7273 | 56.8 | 272.7273
|  |  | 56.9 | 136.3636 | 56.9 | 136.3636
|  |  | 57 | 0 | 57 | 0
|  |  | 57.1 | 0 | 57.1 | 0
|  |  | 57.2 | 0 | 57.2 | 0
|  |  | 57.3 | 0 | 57.3 | 0
|  |  | 57.4 | 0 | 57.4 | 0
|  |  | 57.5 | 0 | 57.5 | 0
|  |  | 57.6 | 0 | 57.6 | 0
|  |  | 57.7 | 0 | 57.7 | 0
|  |  | 57.8 | 0 | 57.8 | 0
|  |  | 57.9 | 0 | 57.9 | 0
|  |  | 58 | 0 | 58 | 0
|  |  | 58.1 | 0 | 58.1 | 0
|  |  | 58.2 | 0 | 58.2 | 0
|  |  | 58.3 | 0 | 58.3 | 0
|  |  | 58.4 | 0 | 58.4 | 0
|  |  | 58.5 | 0 | 58.5 | 0
|  |  | 58.6 | 0 | 58.6 | 0
|  |  | 58.7 | 0 | 58.7 | 0
|  |  | 58.8 | 0 | 58.8 | 0
|  |  | 58.9 | 0 | 58.9 | 0
|  |  | 59 | 0 | 59 | 0
|  |  | 59.1 | 0 | 59.1 | 0
|  |  | 59.2 | 0 | 59.2 | 0
|  |  | 59.3 | 0 | 59.3 | 0
|  |  | 59.4 | 0 | 59.4 | 0
|  |  | 59.5 | 0 | 59.5 | 0
|  |  | 59.6 | 0 | 59.6 | 0
|  |  | 59.7 | 0 | 59.7 | 0
|  |  | 59.8 | 0 | 59.8 | 0
|  |  | 59.9 | 0 | 59.9 | 0
|  |  | 60 | 0 | 60 | 0
|  |  | 60.1 | 0 | 60.1 | 0
|  |  | 60.2 | 0 | 60.2 | 0
|  |  | 60.3 | 0 | 60.3 | 0
|  |  | 60.4 | 0 | 60.4 | 0
|  |  | 60.5 | 0 | 60.5 | 0
|  |  | 60.6 | 0 | 60.6 | 0
|  |  | 60.7 | 0 | 60.7 | 0
|  |  | 60.8 | 0 | 60.8 | 0
|  |  | 60.9 | 0 | 60.9 | 0
|  |  | 61 | 0 | 61 | 0
|  |  | 61.1 | 0 | 61.1 | 0
|  |  | 61.2 | 0 | 61.2 | 0
|  |  | 61.3 | 0 | 61.3 | 0
|  |  | 61.4 | 0 | 61.4 | 0
|  |  | 61.5 | 0 | 61.5 | 0
|  |  | 61.6 | 0 | 61.6 | 0
|  |  | 61.7 | 0 | 61.7 | 0
|  |  | 61.8 | 0 | 61.8 | 0
|  |  | 61.9 | 0 | 61.9 | 0
|  |  | 62 | 0 | 62 | 0
|  |  | 62.1 | 0 | 62.1 | 0
|  |  | 62.2 | 0 | 62.2 | 0
|  |  | 62.3 | 0 | 62.3 | 0
|  |  | 62.4 | 0 | 62.4 | 0
|  |  | 62.5 | 0 | 62.5 | 0
|  |  | 62.6 | 0 | 62.6 | 0
|  |  | 62.7 | 0 | 62.7 | 0
|  |  | 62.8 | 0 | 62.8 | 0
|  |  | 62.9 | 0 | 62.9 | 0
|  |  | 63 | 0 | 63 | 0
|  |  | 63.1 | 0 | 63.1 | 0
|  |  | 63.2 | 0 | 63.2 | 0
|  |  | 63.3 | 0 | 63.3 | 0
|  |  | 63.4 | 0 | 63.4 | 0
|  |  | 63.5 | 0 | 63.5 | 0
|  |  | 63.6 | 0 | 63.6 | 0
|  |  | 63.7 | 0 | 63.7 | 0
|  |  | 63.8 | 0 | 63.8 | 0
|  |  | 63.9 | 0 | 63.9 | 0
|  |  | 64 | 0 | 64 | 0
|  |  | 64.1 | 0 | 64.1 | 0
|  |  | 64.2 | 0 | 64.2 | 0
|  |  | 64.3 | 0 | 64.3 | 0
|  |  | 64.4 | 0 | 64.4 | 0
|  |  | 64.5 | 0 | 64.5 | 0
|  |  | 64.6 | 0 | 64.6 | 0
|  |  | 64.7 | 0 | 64.7 | 0
|  |  | 64.8 | 0 | 64.8 | 0
|  |  | 64.9 | 0 | 64.9 | 0
|  |  | 65 | 0 | 65 | 0
|  |  | 65.1 | 0 | 65.1 | 0
|  |  | 65.2 | 0 | 65.2 | 0
|  |  | 65.3 | 0 | 65.3 | 0
|  |  | 65.4 | 0 | 65.4 | 0
|  |  | 65.5 | 0 | 65.5 | 0
|  |  | 65.6 | 0 | 65.6 | 0
|  |  | 65.7 | 0 | 65.7 | 0
|  |  | 65.8 | 0 | 65.8 | 0
|  |  | 65.9 | 0 | 65.9 | 0
|  |  | 66 | 0 | 66 | 0
|  |  | 66.1 | 0 | 66.1 | 0
|  |  | 66.2 | 0 | 66.2 | 0
|  |  | 66.3 | 0 | 66.3 | 0
|  |  | 66.4 | 0 | 66.4 | 0
|  |  | 66.5 | 0 | 66.5 | 0
|  |  | 66.6 | 0 | 66.6 | 0
|  |  | 66.7 | 0 | 66.7 | 0
|  |  | 66.8 | 0 | 66.8 | 0
|  |  | 66.9 | 0 | 66.9 | 0
|  |  | 67 | 0 | 67 | 0
|  |  | 67.1 | 0 | 67.1 | 0

## GE1.5 SL
Manufacturer: | GE Wind Energy
Conversion Factor
Turbine: | GE 1.5 SL, 77m rotor, |  | 1 m/s = 2.23693629205 MPH
Rated: | 1500 |  | Cut-In Speed [mph]
7.8
Windspeed Units: | m/s, MPH
Cut-Out Speed [mph]
Power Units: | kW |  | 49.2
Air Density: | 1.225 kg/m3
Turbulence: | .00
Temperature: | 0 F
Elevation: | 0 FT |  |  |  | Scale To: | 1500
Manufacturer's Power Curve Table |  |  | Derived Power Curve Table |  | Scaled Power Curve Table
Windspeed [m/s] | Windspeed [MPH] | Power [kW] | Windspeed [MPH] | Power [kW] | Windspeed [MPH] | Power [kW]
0 | 0 | 0 | 0 | 0 | 0 | 0
0.5 | 1.1 | 0 | 0.1 | 0 | 0.1 | 0
1 | 2.2 | 0 | 0.2 | 0 | 0.2 | 0
1.5 | 3.4 | 0 | 0.3 | 0 | 0.3 | 0
2 | 4.5 | 0 | 0.4 | 0 | 0.4 | 0
2.5 | 5.6 | 0 | 0.5 | 0 | 0.5 | 0
3 | 6.7 | 0 | 0.6 | 0 | 0.6 | 0
3.5 | 7.8 | 20 | 0.7 | 0 | 0.7 | 0
4 | 8.9 | 43 | 0.8 | 0 | 0.8 | 0
4.5 | 10.1 | 83 | 0.9 | 0 | 0.9 | 0
5 | 11.2 | 131 | 1 | 0 | 1 | 0
5.5 | 12.3 | 185 | 1.1 | 0 | 1.1 | 0
6 | 13.4 | 250 | 1.2 | 0 | 1.2 | 0
6.5 | 14.5 | 326 | 1.3 | 0 | 1.3 | 0
7 | 15.7 | 416 | 1.4 | 0 | 1.4 | 0
7.5 | 16.8 | 521 | 1.5 | 0 | 1.5 | 0
8 | 17.9 | 640 | 1.6 | 0 | 1.6 | 0
8.5 | 19 | 780 | 1.7 | 0 | 1.7 | 0
9 | 20.1 | 924 | 1.8 | 0 | 1.8 | 0
9.5 | 21.3 | 1062 | 1.9 | 0 | 1.9 | 0
10 | 22.4 | 1181 | 2 | 0 | 2 | 0
10.5 | 23.5 | 1283 | 2.1 | 0 | 2.1 | 0
11 | 24.6 | 1359 | 2.2 | 0 | 2.2 | 0
11.5 | 25.7 | 1402 | 2.3 | 0 | 2.3 | 0
12 | 26.8 | 1436 | 2.4 | 0 | 2.4 | 0
12.5 | 28 | 1463 | 2.5 | 0 | 2.5 | 0
13 | 29.1 | 1481 | 2.6 | 0 | 2.6 | 0
13.5 | 30.2 | 1488 | 2.7 | 0 | 2.7 | 0
14 | 31.3 | 1494 | 2.8 | 0 | 2.8 | 0 | NOTE:
14.5 | 32.4 | 1500 | 2.9 | 0 | 2.9 | 0 | Data is converted to MPH from manufacturer's data of whole m/s and then interpolated linearly at every .1 MPH.
15 | 33.6 | 1500 | 3 | 0 | 3 | 0 | Convert source data of graphs to read from current page.
15.5 | 34.7 | 1500 | 3.1 | 0 | 3.1 | 0 | Enter manufacturer's data into table; derived table and graphs will fill automatically.
16 | 35.8 | 1500 | 3.2 | 0 | 3.2 | 0 | Data is obtained directly from manufacturer.
16.5 | 36.9 | 1500 | 3.3 | 0 | 3.3 | 0
17 | 38 | 1500 | 3.4 | 0 | 3.4 | 0
17.5 | 39.1 | 1500 | 3.5 | 0 | 3.5 | 0
18 | 40.3 | 1500 | 3.6 | 0 | 3.6 | 0
18.5 | 41.4 | 1500 | 3.7 | 0 | 3.7 | 0
19 | 42.5 | 1500 | 3.8 | 0 | 3.8 | 0
19.5 | 43.6 | 1500 | 3.9 | 0 | 3.9 | 0
20 | 44.7 | 1500 | 4 | 0 | 4 | 0
20.5 | 45.9 | 1500 | 4.1 | 0 | 4.1 | 0
21 | 47 | 1500 | 4.2 | 0 | 4.2 | 0
21.5 | 48.1 | 1500 | 4.3 | 0 | 4.3 | 0
22 | 49.2 | 1500 | 4.4 | 0 | 4.4 | 0
22.5 | 50.3 | 0 | 4.5 | 0 | 4.5 | 0
23 | 51.4 | 0 | 4.6 | 0 | 4.6 | 0
23.5 | 52.6 | 0 | 4.7 | 0 | 4.7 | 0
24 | 53.7 | 0 | 4.8 | 0 | 4.8 | 0
24.5 | 54.8 | 0 | 4.9 | 0 | 4.9 | 0
25 | 55.9 | 0 | 5 | 0 | 5 | 0
25.5 | 57 | 0 | 5.1 | 0 | 5.1 | 0
26 | 58.2 | 0 | 5.2 | 0 | 5.2 | 0
26.5 | 59.3 | 0 | 5.3 | 0 | 5.3 | 0
27 | 60.4 | 0 | 5.4 | 0 | 5.4 | 0
27.5 | 61.5 | 0 | 5.5 | 0 | 5.5 | 0
28 | 62.6 | 0 | 5.6 | 0 | 5.6 | 0
28.5 | 63.8 | 0 | 5.7 | 0 | 5.7 | 0
29 | 64.9 | 0 | 5.8 | 0 | 5.8 | 0
29.5 | 66 | 0 | 5.9 | 0 | 5.9 | 0
30 | 67.1 | 0 | 6 | 0 | 6 | 0
|  |  | 6.1 | 0 | 6.1 | 0
|  |  | 6.2 | 0 | 6.2 | 0
|  |  | 6.3 | 0 | 6.3 | 0
|  |  | 6.4 | 0 | 6.4 | 0
|  |  | 6.5 | 0 | 6.5 | 0
|  |  | 6.6 | 0 | 6.6 | 0
|  |  | 6.7 | 0 | 6.7 | 0
|  |  | 6.8 | 1.8182 | 6.8 | 1.8182
|  |  | 6.9 | 3.6364 | 6.9 | 3.6364
|  |  | 7 | 5.4545 | 7 | 5.4545
|  |  | 7.1 | 7.2727 | 7.1 | 7.2727
|  |  | 7.2 | 9.0909 | 7.2 | 9.0909
|  |  | 7.3 | 10.9091 | 7.3 | 10.9091
|  |  | 7.4 | 12.7273 | 7.4 | 12.7273
|  |  | 7.5 | 14.5455 | 7.5 | 14.5455
|  |  | 7.6 | 16.3636 | 7.6 | 16.3636
|  |  | 7.7 | 18.1818 | 7.7 | 18.1818
|  |  | 7.8 | 20 | 7.8 | 20
|  |  | 7.9 | 22.0909 | 7.9 | 22.0909
|  |  | 8 | 24.1818 | 8 | 24.1818
|  |  | 8.1 | 26.2727 | 8.1 | 26.2727
|  |  | 8.2 | 28.3636 | 8.2 | 28.3636
|  |  | 8.3 | 30.4545 | 8.3 | 30.4545
|  |  | 8.4 | 32.5455 | 8.4 | 32.5455
|  |  | 8.5 | 34.6364 | 8.5 | 34.6364
|  |  | 8.6 | 36.7273 | 8.6 | 36.7273
|  |  | 8.7 | 38.8182 | 8.7 | 38.8182
|  |  | 8.8 | 40.9091 | 8.8 | 40.9091
|  |  | 8.9 | 43 | 8.9 | 43
|  |  | 9 | 46.3333 | 9 | 46.3333
|  |  | 9.1 | 49.6667 | 9.1 | 49.6667
|  |  | 9.2 | 53 | 9.2 | 53
|  |  | 9.3 | 56.3333 | 9.3 | 56.3333
|  |  | 9.4 | 59.6667 | 9.4 | 59.6667
|  |  | 9.5 | 63 | 9.5 | 63
|  |  | 9.6 | 66.3333 | 9.6 | 66.3333
|  |  | 9.7 | 69.6667 | 9.7 | 69.6667
|  |  | 9.8 | 73 | 9.8 | 73
|  |  | 9.9 | 76.3333 | 9.9 | 76.3333
|  |  | 10 | 79.6667 | 10 | 79.6667
|  |  | 10.1 | 83 | 10.1 | 83
|  |  | 10.2 | 87.3636 | 10.2 | 87.3636
|  |  | 10.3 | 91.7273 | 10.3 | 91.7273
|  |  | 10.4 | 96.0909 | 10.4 | 96.0909
|  |  | 10.5 | 100.4545 | 10.5 | 100.4545
|  |  | 10.6 | 104.8182 | 10.6 | 104.8182
|  |  | 10.7 | 109.1818 | 10.7 | 109.1818
|  |  | 10.8 | 113.5455 | 10.8 | 113.5455
|  |  | 10.9 | 117.9091 | 10.9 | 117.9091
|  |  | 11 | 122.2727 | 11 | 122.2727
|  |  | 11.1 | 126.6364 | 11.1 | 126.6364
|  |  | 11.2 | 131 | 11.2 | 131
|  |  | 11.3 | 135.9091 | 11.3 | 135.9091
|  |  | 11.4 | 140.8182 | 11.4 | 140.8182
|  |  | 11.5 | 145.7273 | 11.5 | 145.7273
|  |  | 11.6 | 150.6364 | 11.6 | 150.6364
|  |  | 11.7 | 155.5455 | 11.7 | 155.5455
|  |  | 11.8 | 160.4545 | 11.8 | 160.4545
|  |  | 11.9 | 165.3636 | 11.9 | 165.3636
|  |  | 12 | 170.2727 | 12 | 170.2727
|  |  | 12.1 | 175.1818 | 12.1 | 175.1818
|  |  | 12.2 | 180.0909 | 12.2 | 180.0909
|  |  | 12.3 | 185 | 12.3 | 185
|  |  | 12.4 | 190.9091 | 12.4 | 190.9091
|  |  | 12.5 | 196.8182 | 12.5 | 196.8182
|  |  | 12.6 | 202.7273 | 12.6 | 202.7273
|  |  | 12.7 | 208.6364 | 12.7 | 208.6364
|  |  | 12.8 | 214.5455 | 12.8 | 214.5455
|  |  | 12.9 | 220.4545 | 12.9 | 220.4545
|  |  | 13 | 226.3636 | 13 | 226.3636
|  |  | 13.1 | 232.2727 | 13.1 | 232.2727
|  |  | 13.2 | 238.1818 | 13.2 | 238.1818
|  |  | 13.3 | 244.0909 | 13.3 | 244.0909
|  |  | 13.4 | 250 | 13.4 | 250
|  |  | 13.5 | 256.9091 | 13.5 | 256.9091
|  |  | 13.6 | 263.8182 | 13.6 | 263.8182
|  |  | 13.7 | 270.7273 | 13.7 | 270.7273
|  |  | 13.8 | 277.6364 | 13.8 | 277.6364
|  |  | 13.9 | 284.5455 | 13.9 | 284.5455
|  |  | 14 | 291.4545 | 14 | 291.4545
|  |  | 14.1 | 298.3636 | 14.1 | 298.3636
|  |  | 14.2 | 305.2727 | 14.2 | 305.2727
|  |  | 14.3 | 312.1818 | 14.3 | 312.1818
|  |  | 14.4 | 319.0909 | 14.4 | 319.0909
|  |  | 14.5 | 326 | 14.5 | 326
|  |  | 14.6 | 333.5 | 14.6 | 333.5
|  |  | 14.7 | 341 | 14.7 | 341
|  |  | 14.8 | 348.5 | 14.8 | 348.5
|  |  | 14.9 | 356 | 14.9 | 356
|  |  | 15 | 363.5 | 15 | 363.5
|  |  | 15.1 | 371 | 15.1 | 371
|  |  | 15.2 | 378.5 | 15.2 | 378.5
|  |  | 15.3 | 386 | 15.3 | 386
|  |  | 15.4 | 393.5 | 15.4 | 393.5
|  |  | 15.5 | 401 | 15.5 | 401
|  |  | 15.6 | 408.5 | 15.6 | 408.5
|  |  | 15.7 | 416 | 15.7 | 416
|  |  | 15.8 | 425.5455 | 15.8 | 425.5455
|  |  | 15.9 | 435.0909 | 15.9 | 435.0909
|  |  | 16 | 444.6364 | 16 | 444.6364
|  |  | 16.1 | 454.1818 | 16.1 | 454.1818
|  |  | 16.2 | 463.7273 | 16.2 | 463.7273
|  |  | 16.3 | 473.2727 | 16.3 | 473.2727
|  |  | 16.4 | 482.8182 | 16.4 | 482.8182
|  |  | 16.5 | 492.3636 | 16.5 | 492.3636
|  |  | 16.6 | 501.9091 | 16.6 | 501.9091
|  |  | 16.7 | 511.4545 | 16.7 | 511.4545
|  |  | 16.8 | 521 | 16.8 | 521
|  |  | 16.9 | 531.8182 | 16.9 | 531.8182
|  |  | 17 | 542.6364 | 17 | 542.6364
|  |  | 17.1 | 553.4545 | 17.1 | 553.4545
|  |  | 17.2 | 564.2727 | 17.2 | 564.2727
|  |  | 17.3 | 575.0909 | 17.3 | 575.0909
|  |  | 17.4 | 585.9091 | 17.4 | 585.9091
|  |  | 17.5 | 596.7273 | 17.5 | 596.7273
|  |  | 17.6 | 607.5455 | 17.6 | 607.5455
|  |  | 17.7 | 618.3636 | 17.7 | 618.3636
|  |  | 17.8 | 629.1818 | 17.8 | 629.1818
|  |  | 17.9 | 640 | 17.9 | 640
|  |  | 18 | 652.7273 | 18 | 652.7273
|  |  | 18.1 | 665.4545 | 18.1 | 665.4545
|  |  | 18.2 | 678.1818 | 18.2 | 678.1818
|  |  | 18.3 | 690.9091 | 18.3 | 690.9091
|  |  | 18.4 | 703.6364 | 18.4 | 703.6364
|  |  | 18.5 | 716.3636 | 18.5 | 716.3636
|  |  | 18.6 | 729.0909 | 18.6 | 729.0909
|  |  | 18.7 | 741.8182 | 18.7 | 741.8182
|  |  | 18.8 | 754.5455 | 18.8 | 754.5455
|  |  | 18.9 | 767.2727 | 18.9 | 767.2727
|  |  | 19 | 780 | 19 | 780
|  |  | 19.1 | 793.0909 | 19.1 | 793.0909
|  |  | 19.2 | 806.1818 | 19.2 | 806.1818
|  |  | 19.3 | 819.2727 | 19.3 | 819.2727
|  |  | 19.4 | 832.3636 | 19.4 | 832.3636
|  |  | 19.5 | 845.4545 | 19.5 | 845.4545
|  |  | 19.6 | 858.5455 | 19.6 | 858.5455
|  |  | 19.7 | 871.6364 | 19.7 | 871.6364
|  |  | 19.8 | 884.7273 | 19.8 | 884.7273
|  |  | 19.9 | 897.8182 | 19.9 | 897.8182
|  |  | 20 | 910.9091 | 20 | 910.9091
|  |  | 20.1 | 924 | 20.1 | 924
|  |  | 20.2 | 935.5 | 20.2 | 935.5
|  |  | 20.3 | 947 | 20.3 | 947
|  |  | 20.4 | 958.5 | 20.4 | 958.5
|  |  | 20.5 | 970 | 20.5 | 970
|  |  | 20.6 | 981.5 | 20.6 | 981.5
|  |  | 20.7 | 993 | 20.7 | 993
|  |  | 20.8 | 1004.5 | 20.8 | 1004.5
|  |  | 20.9 | 1016 | 20.9 | 1016
|  |  | 21 | 1027.5 | 21 | 1027.5
|  |  | 21.1 | 1039 | 21.1 | 1039
|  |  | 21.2 | 1050.5 | 21.2 | 1050.5
|  |  | 21.3 | 1062 | 21.3 | 1062
|  |  | 21.4 | 1072.8182 | 21.4 | 1072.8182
|  |  | 21.5 | 1083.6364 | 21.5 | 1083.6364
|  |  | 21.6 | 1094.4545 | 21.6 | 1094.4545
|  |  | 21.7 | 1105.2727 | 21.7 | 1105.2727
|  |  | 21.8 | 1116.0909 | 21.8 | 1116.0909
|  |  | 21.9 | 1126.9091 | 21.9 | 1126.9091
|  |  | 22 | 1137.7273 | 22 | 1137.7273
|  |  | 22.1 | 1148.5455 | 22.1 | 1148.5455
|  |  | 22.2 | 1159.3636 | 22.2 | 1159.3636
|  |  | 22.3 | 1170.1818 | 22.3 | 1170.1818
|  |  | 22.4 | 1181 | 22.4 | 1181
|  |  | 22.5 | 1190.2727 | 22.5 | 1190.2727
|  |  | 22.6 | 1199.5455 | 22.6 | 1199.5455
|  |  | 22.7 | 1208.8182 | 22.7 | 1208.8182
|  |  | 22.8 | 1218.0909 | 22.8 | 1218.0909
|  |  | 22.9 | 1227.3636 | 22.9 | 1227.3636
|  |  | 23 | 1236.6364 | 23 | 1236.6364
|  |  | 23.1 | 1245.9091 | 23.1 | 1245.9091
|  |  | 23.2 | 1255.1818 | 23.2 | 1255.1818
|  |  | 23.3 | 1264.4545 | 23.3 | 1264.4545
|  |  | 23.4 | 1273.7273 | 23.4 | 1273.7273
|  |  | 23.5 | 1283 | 23.5 | 1283
|  |  | 23.6 | 1289.9091 | 23.6 | 1289.9091
|  |  | 23.7 | 1296.8182 | 23.7 | 1296.8182
|  |  | 23.8 | 1303.7273 | 23.8 | 1303.7273
|  |  | 23.9 | 1310.6364 | 23.9 | 1310.6364
|  |  | 24 | 1317.5455 | 24 | 1317.5455
|  |  | 24.1 | 1324.4545 | 24.1 | 1324.4545
|  |  | 24.2 | 1331.3636 | 24.2 | 1331.3636
|  |  | 24.3 | 1338.2727 | 24.3 | 1338.2727
|  |  | 24.4 | 1345.1818 | 24.4 | 1345.1818
|  |  | 24.5 | 1352.0909 | 24.5 | 1352.0909
|  |  | 24.6 | 1359 | 24.6 | 1359
|  |  | 24.7 | 1362.9091 | 24.7 | 1362.9091
|  |  | 24.8 | 1366.8182 | 24.8 | 1366.8182
|  |  | 24.9 | 1370.7273 | 24.9 | 1370.7273
|  |  | 25 | 1374.6364 | 25 | 1374.6364
|  |  | 25.1 | 1378.5455 | 25.1 | 1378.5455
|  |  | 25.2 | 1382.4545 | 25.2 | 1382.4545
|  |  | 25.3 | 1386.3636 | 25.3 | 1386.3636
|  |  | 25.4 | 1390.2727 | 25.4 | 1390.2727
|  |  | 25.5 | 1394.1818 | 25.5 | 1394.1818
|  |  | 25.6 | 1398.0909 | 25.6 | 1398.0909
|  |  | 25.7 | 1402 | 25.7 | 1402
|  |  | 25.8 | 1405.0909 | 25.8 | 1405.0909
|  |  | 25.9 | 1408.1818 | 25.9 | 1408.1818
|  |  | 26 | 1411.2727 | 26 | 1411.2727
|  |  | 26.1 | 1414.3636 | 26.1 | 1414.3636
|  |  | 26.2 | 1417.4545 | 26.2 | 1417.4545
|  |  | 26.3 | 1420.5455 | 26.3 | 1420.5455
|  |  | 26.4 | 1423.6364 | 26.4 | 1423.6364
|  |  | 26.5 | 1426.7273 | 26.5 | 1426.7273
|  |  | 26.6 | 1429.8182 | 26.6 | 1429.8182
|  |  | 26.7 | 1432.9091 | 26.7 | 1432.9091
|  |  | 26.8 | 1436 | 26.8 | 1436
|  |  | 26.9 | 1438.25 | 26.9 | 1438.25
|  |  | 27 | 1440.5 | 27 | 1440.5
|  |  | 27.1 | 1442.75 | 27.1 | 1442.75
|  |  | 27.2 | 1445 | 27.2 | 1445
|  |  | 27.3 | 1447.25 | 27.3 | 1447.25
|  |  | 27.4 | 1449.5 | 27.4 | 1449.5
|  |  | 27.5 | 1451.75 | 27.5 | 1451.75
|  |  | 27.6 | 1454 | 27.6 | 1454
|  |  | 27.7 | 1456.25 | 27.7 | 1456.25
|  |  | 27.8 | 1458.5 | 27.8 | 1458.5
|  |  | 27.9 | 1460.75 | 27.9 | 1460.75
|  |  | 28 | 1463 | 28 | 1463
|  |  | 28.1 | 1464.6364 | 28.1 | 1464.6364
|  |  | 28.2 | 1466.2727 | 28.2 | 1466.2727
|  |  | 28.3 | 1467.9091 | 28.3 | 1467.9091
|  |  | 28.4 | 1469.5455 | 28.4 | 1469.5455
|  |  | 28.5 | 1471.1818 | 28.5 | 1471.1818
|  |  | 28.6 | 1472.8182 | 28.6 | 1472.8182
|  |  | 28.7 | 1474.4545 | 28.7 | 1474.4545
|  |  | 28.8 | 1476.0909 | 28.8 | 1476.0909
|  |  | 28.9 | 1477.7273 | 28.9 | 1477.7273
|  |  | 29 | 1479.3636 | 29 | 1479.3636
|  |  | 29.1 | 1481 | 29.1 | 1481
|  |  | 29.2 | 1481.6364 | 29.2 | 1481.6364
|  |  | 29.3 | 1482.2727 | 29.3 | 1482.2727
|  |  | 29.4 | 1482.9091 | 29.4 | 1482.9091
|  |  | 29.5 | 1483.5455 | 29.5 | 1483.5455
|  |  | 29.6 | 1484.1818 | 29.6 | 1484.1818
|  |  | 29.7 | 1484.8182 | 29.7 | 1484.8182
|  |  | 29.8 | 1485.4545 | 29.8 | 1485.4545
|  |  | 29.9 | 1486.0909 | 29.9 | 1486.0909
|  |  | 30 | 1486.7273 | 30 | 1486.7273
|  |  | 30.1 | 1487.3636 | 30.1 | 1487.3636
|  |  | 30.2 | 1488 | 30.2 | 1488
|  |  | 30.3 | 1488.5455 | 30.3 | 1488.5455
|  |  | 30.4 | 1489.0909 | 30.4 | 1489.0909
|  |  | 30.5 | 1489.6364 | 30.5 | 1489.6364
|  |  | 30.6 | 1490.1818 | 30.6 | 1490.1818
|  |  | 30.7 | 1490.7273 | 30.7 | 1490.7273
|  |  | 30.8 | 1491.2727 | 30.8 | 1491.2727
|  |  | 30.9 | 1491.8182 | 30.9 | 1491.8182
|  |  | 31 | 1492.3636 | 31 | 1492.3636
|  |  | 31.1 | 1492.9091 | 31.1 | 1492.9091
|  |  | 31.2 | 1493.4545 | 31.2 | 1493.4545
|  |  | 31.3 | 1494 | 31.3 | 1494
|  |  | 31.4 | 1494.5455 | 31.4 | 1494.5455
|  |  | 31.5 | 1495.0909 | 31.5 | 1495.0909
|  |  | 31.6 | 1495.6364 | 31.6 | 1495.6364
|  |  | 31.7 | 1496.1818 | 31.7 | 1496.1818
|  |  | 31.8 | 1496.7273 | 31.8 | 1496.7273
|  |  | 31.9 | 1497.2727 | 31.9 | 1497.2727
|  |  | 32 | 1497.8182 | 32 | 1497.8182
|  |  | 32.1 | 1498.3636 | 32.1 | 1498.3636
|  |  | 32.2 | 1498.9091 | 32.2 | 1498.9091
|  |  | 32.3 | 1499.4545 | 32.3 | 1499.4545
|  |  | 32.4 | 1500 | 32.4 | 1500
|  |  | 32.5 | 1500 | 32.5 | 1500
|  |  | 32.6 | 1500 | 32.6 | 1500
|  |  | 32.7 | 1500 | 32.7 | 1500
|  |  | 32.8 | 1500 | 32.8 | 1500
|  |  | 32.9 | 1500 | 32.9 | 1500
|  |  | 33 | 1500 | 33 | 1500
|  |  | 33.1 | 1500 | 33.1 | 1500
|  |  | 33.2 | 1500 | 33.2 | 1500
|  |  | 33.3 | 1500 | 33.3 | 1500
|  |  | 33.4 | 1500 | 33.4 | 1500
|  |  | 33.5 | 1500 | 33.5 | 1500
|  |  | 33.6 | 1500 | 33.6 | 1500
|  |  | 33.7 | 1500 | 33.7 | 1500
|  |  | 33.8 | 1500 | 33.8 | 1500
|  |  | 33.9 | 1500 | 33.9 | 1500
|  |  | 34 | 1500 | 34 | 1500
|  |  | 34.1 | 1500 | 34.1 | 1500
|  |  | 34.2 | 1500 | 34.2 | 1500
|  |  | 34.3 | 1500 | 34.3 | 1500
|  |  | 34.4 | 1500 | 34.4 | 1500
|  |  | 34.5 | 1500 | 34.5 | 1500
|  |  | 34.6 | 1500 | 34.6 | 1500
|  |  | 34.7 | 1500 | 34.7 | 1500
|  |  | 34.8 | 1500 | 34.8 | 1500
|  |  | 34.9 | 1500 | 34.9 | 1500
|  |  | 35 | 1500 | 35 | 1500
|  |  | 35.1 | 1500 | 35.1 | 1500
|  |  | 35.2 | 1500 | 35.2 | 1500
|  |  | 35.3 | 1500 | 35.3 | 1500
|  |  | 35.4 | 1500 | 35.4 | 1500
|  |  | 35.5 | 1500 | 35.5 | 1500
|  |  | 35.6 | 1500 | 35.6 | 1500
|  |  | 35.7 | 1500 | 35.7 | 1500
|  |  | 35.8 | 1500 | 35.8 | 1500
|  |  | 35.9 | 1500 | 35.9 | 1500
|  |  | 36 | 1500 | 36 | 1500
|  |  | 36.1 | 1500 | 36.1 | 1500
|  |  | 36.2 | 1500 | 36.2 | 1500
|  |  | 36.3 | 1500 | 36.3 | 1500
|  |  | 36.4 | 1500 | 36.4 | 1500
|  |  | 36.5 | 1500 | 36.5 | 1500
|  |  | 36.6 | 1500 | 36.6 | 1500
|  |  | 36.7 | 1500 | 36.7 | 1500
|  |  | 36.8 | 1500 | 36.8 | 1500
|  |  | 36.9 | 1500 | 36.9 | 1500
|  |  | 37 | 1500 | 37 | 1500
|  |  | 37.1 | 1500 | 37.1 | 1500
|  |  | 37.2 | 1500 | 37.2 | 1500
|  |  | 37.3 | 1500 | 37.3 | 1500
|  |  | 37.4 | 1500 | 37.4 | 1500
|  |  | 37.5 | 1500 | 37.5 | 1500
|  |  | 37.6 | 1500 | 37.6 | 1500
|  |  | 37.7 | 1500 | 37.7 | 1500
|  |  | 37.8 | 1500 | 37.8 | 1500
|  |  | 37.9 | 1500 | 37.9 | 1500
|  |  | 38 | 1500 | 38 | 1500
|  |  | 38.1 | 1500 | 38.1 | 1500
|  |  | 38.2 | 1500 | 38.2 | 1500
|  |  | 38.3 | 1500 | 38.3 | 1500
|  |  | 38.4 | 1500 | 38.4 | 1500
|  |  | 38.5 | 1500 | 38.5 | 1500
|  |  | 38.6 | 1500 | 38.6 | 1500
|  |  | 38.7 | 1500 | 38.7 | 1500
|  |  | 38.8 | 1500 | 38.8 | 1500
|  |  | 38.9 | 1500 | 38.9 | 1500
|  |  | 39 | 1500 | 39 | 1500
|  |  | 39.1 | 1500 | 39.1 | 1500
|  |  | 39.2 | 1500 | 39.2 | 1500
|  |  | 39.3 | 1500 | 39.3 | 1500
|  |  | 39.4 | 1500 | 39.4 | 1500
|  |  | 39.5 | 1500 | 39.5 | 1500
|  |  | 39.6 | 1500 | 39.6 | 1500
|  |  | 39.7 | 1500 | 39.7 | 1500
|  |  | 39.8 | 1500 | 39.8 | 1500
|  |  | 39.9 | 1500 | 39.9 | 1500
|  |  | 40 | 1500 | 40 | 1500
|  |  | 40.1 | 1500 | 40.1 | 1500
|  |  | 40.2 | 1500 | 40.2 | 1500
|  |  | 40.3 | 1500 | 40.3 | 1500
|  |  | 40.4 | 1500 | 40.4 | 1500
|  |  | 40.5 | 1500 | 40.5 | 1500
|  |  | 40.6 | 1500 | 40.6 | 1500
|  |  | 40.7 | 1500 | 40.7 | 1500
|  |  | 40.8 | 1500 | 40.8 | 1500
|  |  | 40.9 | 1500 | 40.9 | 1500
|  |  | 41 | 1500 | 41 | 1500
|  |  | 41.1 | 1500 | 41.1 | 1500
|  |  | 41.2 | 1500 | 41.2 | 1500
|  |  | 41.3 | 1500 | 41.3 | 1500
|  |  | 41.4 | 1500 | 41.4 | 1500
|  |  | 41.5 | 1500 | 41.5 | 1500
|  |  | 41.6 | 1500 | 41.6 | 1500
|  |  | 41.7 | 1500 | 41.7 | 1500
|  |  | 41.8 | 1500 | 41.8 | 1500
|  |  | 41.9 | 1500 | 41.9 | 1500
|  |  | 42 | 1500 | 42 | 1500
|  |  | 42.1 | 1500 | 42.1 | 1500
|  |  | 42.2 | 1500 | 42.2 | 1500
|  |  | 42.3 | 1500 | 42.3 | 1500
|  |  | 42.4 | 1500 | 42.4 | 1500
|  |  | 42.5 | 1500 | 42.5 | 1500
|  |  | 42.6 | 1500 | 42.6 | 1500
|  |  | 42.7 | 1500 | 42.7 | 1500
|  |  | 42.8 | 1500 | 42.8 | 1500
|  |  | 42.9 | 1500 | 42.9 | 1500
|  |  | 43 | 1500 | 43 | 1500
|  |  | 43.1 | 1500 | 43.1 | 1500
|  |  | 43.2 | 1500 | 43.2 | 1500
|  |  | 43.3 | 1500 | 43.3 | 1500
|  |  | 43.4 | 1500 | 43.4 | 1500
|  |  | 43.5 | 1500 | 43.5 | 1500
|  |  | 43.6 | 1500 | 43.6 | 1500
|  |  | 43.7 | 1500 | 43.7 | 1500
|  |  | 43.8 | 1500 | 43.8 | 1500
|  |  | 43.9 | 1500 | 43.9 | 1500
|  |  | 44 | 1500 | 44 | 1500
|  |  | 44.1 | 1500 | 44.1 | 1500
|  |  | 44.2 | 1500 | 44.2 | 1500
|  |  | 44.3 | 1500 | 44.3 | 1500
|  |  | 44.4 | 1500 | 44.4 | 1500
|  |  | 44.5 | 1500 | 44.5 | 1500
|  |  | 44.6 | 1500 | 44.6 | 1500
|  |  | 44.7 | 1500 | 44.7 | 1500
|  |  | 44.8 | 1500 | 44.8 | 1500
|  |  | 44.9 | 1500 | 44.9 | 1500
|  |  | 45 | 1500 | 45 | 1500
|  |  | 45.1 | 1500 | 45.1 | 1500
|  |  | 45.2 | 1500 | 45.2 | 1500
|  |  | 45.3 | 1500 | 45.3 | 1500
|  |  | 45.4 | 1500 | 45.4 | 1500
|  |  | 45.5 | 1500 | 45.5 | 1500
|  |  | 45.6 | 1500 | 45.6 | 1500
|  |  | 45.7 | 1500 | 45.7 | 1500
|  |  | 45.8 | 1500 | 45.8 | 1500
|  |  | 45.9 | 1500 | 45.9 | 1500
|  |  | 46 | 1500 | 46 | 1500
|  |  | 46.1 | 1500 | 46.1 | 1500
|  |  | 46.2 | 1500 | 46.2 | 1500
|  |  | 46.3 | 1500 | 46.3 | 1500
|  |  | 46.4 | 1500 | 46.4 | 1500
|  |  | 46.5 | 1500 | 46.5 | 1500
|  |  | 46.6 | 1500 | 46.6 | 1500
|  |  | 46.7 | 1500 | 46.7 | 1500
|  |  | 46.8 | 1500 | 46.8 | 1500
|  |  | 46.9 | 1500 | 46.9 | 1500
|  |  | 47 | 1500 | 47 | 1500
|  |  | 47.1 | 1500 | 47.1 | 1500
|  |  | 47.2 | 1500 | 47.2 | 1500
|  |  | 47.3 | 1500 | 47.3 | 1500
|  |  | 47.4 | 1500 | 47.4 | 1500
|  |  | 47.5 | 1500 | 47.5 | 1500
|  |  | 47.6 | 1500 | 47.6 | 1500
|  |  | 47.7 | 1500 | 47.7 | 1500
|  |  | 47.8 | 1500 | 47.8 | 1500
|  |  | 47.9 | 1500 | 47.9 | 1500
|  |  | 48 | 1500 | 48 | 1500
|  |  | 48.1 | 1500 | 48.1 | 1500
|  |  | 48.2 | 1500 | 48.2 | 1500
|  |  | 48.3 | 1500 | 48.3 | 1500
|  |  | 48.4 | 1500 | 48.4 | 1500
|  |  | 48.5 | 1500 | 48.5 | 1500
|  |  | 48.6 | 1500 | 48.6 | 1500
|  |  | 48.7 | 1500 | 48.7 | 1500
|  |  | 48.8 | 1500 | 48.8 | 1500
|  |  | 48.9 | 1500 | 48.9 | 1500
|  |  | 49 | 1500 | 49 | 1500
|  |  | 49.1 | 1500 | 49.1 | 1500
|  |  | 49.2 | 1500 | 49.2 | 1500
|  |  | 49.3 | 1363.6364 | 49.3 | 1363.6364
|  |  | 49.4 | 1227.2727 | 49.4 | 1227.2727
|  |  | 49.5 | 1090.9091 | 49.5 | 1090.9091
|  |  | 49.6 | 954.5455 | 49.6 | 954.5455
|  |  | 49.7 | 818.1818 | 49.7 | 818.1818
|  |  | 49.8 | 681.8182 | 49.8 | 681.8182
|  |  | 49.9 | 545.4545 | 49.9 | 545.4545
|  |  | 50 | 409.0909 | 50 | 409.0909
|  |  | 50.1 | 272.7273 | 50.1 | 272.7273
|  |  | 50.2 | 136.3636 | 50.2 | 136.3636
|  |  | 50.3 | 0 | 50.3 | 0
|  |  | 50.4 | 0 | 50.4 | 0
|  |  | 50.5 | 0 | 50.5 | 0
|  |  | 50.6 | 0 | 50.6 | 0
|  |  | 50.7 | 0 | 50.7 | 0
|  |  | 50.8 | 0 | 50.8 | 0
|  |  | 50.9 | 0 | 50.9 | 0
|  |  | 51 | 0 | 51 | 0
|  |  | 51.1 | 0 | 51.1 | 0
|  |  | 51.2 | 0 | 51.2 | 0
|  |  | 51.3 | 0 | 51.3 | 0
|  |  | 51.4 | 0 | 51.4 | 0
|  |  | 51.5 | 0 | 51.5 | 0
|  |  | 51.6 | 0 | 51.6 | 0
|  |  | 51.7 | 0 | 51.7 | 0
|  |  | 51.8 | 0 | 51.8 | 0
|  |  | 51.9 | 0 | 51.9 | 0
|  |  | 52 | 0 | 52 | 0
|  |  | 52.1 | 0 | 52.1 | 0
|  |  | 52.2 | 0 | 52.2 | 0
|  |  | 52.3 | 0 | 52.3 | 0
|  |  | 52.4 | 0 | 52.4 | 0
|  |  | 52.5 | 0 | 52.5 | 0
|  |  | 52.6 | 0 | 52.6 | 0
|  |  | 52.7 | 0 | 52.7 | 0
|  |  | 52.8 | 0 | 52.8 | 0
|  |  | 52.9 | 0 | 52.9 | 0
|  |  | 53 | 0 | 53 | 0
|  |  | 53.1 | 0 | 53.1 | 0
|  |  | 53.2 | 0 | 53.2 | 0
|  |  | 53.3 | 0 | 53.3 | 0
|  |  | 53.4 | 0 | 53.4 | 0
|  |  | 53.5 | 0 | 53.5 | 0
|  |  | 53.6 | 0 | 53.6 | 0
|  |  | 53.7 | 0 | 53.7 | 0
|  |  | 53.8 | 0 | 53.8 | 0
|  |  | 53.9 | 0 | 53.9 | 0
|  |  | 54 | 0 | 54 | 0
|  |  | 54.1 | 0 | 54.1 | 0
|  |  | 54.2 | 0 | 54.2 | 0
|  |  | 54.3 | 0 | 54.3 | 0
|  |  | 54.4 | 0 | 54.4 | 0
|  |  | 54.5 | 0 | 54.5 | 0
|  |  | 54.6 | 0 | 54.6 | 0
|  |  | 54.7 | 0 | 54.7 | 0
|  |  | 54.8 | 0 | 54.8 | 0
|  |  | 54.9 | 0 | 54.9 | 0
|  |  | 55 | 0 | 55 | 0
|  |  | 55.1 | 0 | 55.1 | 0
|  |  | 55.2 | 0 | 55.2 | 0
|  |  | 55.3 | 0 | 55.3 | 0
|  |  | 55.4 | 0 | 55.4 | 0
|  |  | 55.5 | 0 | 55.5 | 0
|  |  | 55.6 | 0 | 55.6 | 0
|  |  | 55.7 | 0 | 55.7 | 0
|  |  | 55.8 | 0 | 55.8 | 0
|  |  | 55.9 | 0 | 55.9 | 0
|  |  | 56 | 0 | 56 | 0
|  |  | 56.1 | 0 | 56.1 | 0
|  |  | 56.2 | 0 | 56.2 | 0
|  |  | 56.3 | 0 | 56.3 | 0
|  |  | 56.4 | 0 | 56.4 | 0
|  |  | 56.5 | 0 | 56.5 | 0
|  |  | 56.6 | 0 | 56.6 | 0
|  |  | 56.7 | 0 | 56.7 | 0
|  |  | 56.8 | 0 | 56.8 | 0
|  |  | 56.9 | 0 | 56.9 | 0
|  |  | 57 | 0 | 57 | 0
|  |  | 57.1 | 0 | 57.1 | 0
|  |  | 57.2 | 0 | 57.2 | 0
|  |  | 57.3 | 0 | 57.3 | 0
|  |  | 57.4 | 0 | 57.4 | 0
|  |  | 57.5 | 0 | 57.5 | 0
|  |  | 57.6 | 0 | 57.6 | 0
|  |  | 57.7 | 0 | 57.7 | 0
|  |  | 57.8 | 0 | 57.8 | 0
|  |  | 57.9 | 0 | 57.9 | 0
|  |  | 58 | 0 | 58 | 0
|  |  | 58.1 | 0 | 58.1 | 0
|  |  | 58.2 | 0 | 58.2 | 0
|  |  | 58.3 | 0 | 58.3 | 0
|  |  | 58.4 | 0 | 58.4 | 0
|  |  | 58.5 | 0 | 58.5 | 0
|  |  | 58.6 | 0 | 58.6 | 0
|  |  | 58.7 | 0 | 58.7 | 0
|  |  | 58.8 | 0 | 58.8 | 0
|  |  | 58.9 | 0 | 58.9 | 0
|  |  | 59 | 0 | 59 | 0
|  |  | 59.1 | 0 | 59.1 | 0
|  |  | 59.2 | 0 | 59.2 | 0
|  |  | 59.3 | 0 | 59.3 | 0
|  |  | 59.4 | 0 | 59.4 | 0
|  |  | 59.5 | 0 | 59.5 | 0
|  |  | 59.6 | 0 | 59.6 | 0
|  |  | 59.7 | 0 | 59.7 | 0
|  |  | 59.8 | 0 | 59.8 | 0
|  |  | 59.9 | 0 | 59.9 | 0
|  |  | 60 | 0 | 60 | 0
|  |  | 60.1 | 0 | 60.1 | 0
|  |  | 60.2 | 0 | 60.2 | 0
|  |  | 60.3 | 0 | 60.3 | 0
|  |  | 60.4 | 0 | 60.4 | 0
|  |  | 60.5 | 0 | 60.5 | 0
|  |  | 60.6 | 0 | 60.6 | 0
|  |  | 60.7 | 0 | 60.7 | 0
|  |  | 60.8 | 0 | 60.8 | 0
|  |  | 60.9 | 0 | 60.9 | 0
|  |  | 61 | 0 | 61 | 0
|  |  | 61.1 | 0 | 61.1 | 0
|  |  | 61.2 | 0 | 61.2 | 0
|  |  | 61.3 | 0 | 61.3 | 0
|  |  | 61.4 | 0 | 61.4 | 0
|  |  | 61.5 | 0 | 61.5 | 0
|  |  | 61.6 | 0 | 61.6 | 0
|  |  | 61.7 | 0 | 61.7 | 0
|  |  | 61.8 | 0 | 61.8 | 0
|  |  | 61.9 | 0 | 61.9 | 0
|  |  | 62 | 0 | 62 | 0
|  |  | 62.1 | 0 | 62.1 | 0
|  |  | 62.2 | 0 | 62.2 | 0
|  |  | 62.3 | 0 | 62.3 | 0
|  |  | 62.4 | 0 | 62.4 | 0
|  |  | 62.5 | 0 | 62.5 | 0
|  |  | 62.6 | 0 | 62.6 | 0
|  |  | 62.7 | 0 | 62.7 | 0
|  |  | 62.8 | 0 | 62.8 | 0
|  |  | 62.9 | 0 | 62.9 | 0
|  |  | 63 | 0 | 63 | 0
|  |  | 63.1 | 0 | 63.1 | 0
|  |  | 63.2 | 0 | 63.2 | 0
|  |  | 63.3 | 0 | 63.3 | 0
|  |  | 63.4 | 0 | 63.4 | 0
|  |  | 63.5 | 0 | 63.5 | 0
|  |  | 63.6 | 0 | 63.6 | 0
|  |  | 63.7 | 0 | 63.7 | 0
|  |  | 63.8 | 0 | 63.8 | 0
|  |  | 63.9 | 0 | 63.9 | 0
|  |  | 64 | 0 | 64 | 0
|  |  | 64.1 | 0 | 64.1 | 0
|  |  | 64.2 | 0 | 64.2 | 0
|  |  | 64.3 | 0 | 64.3 | 0
|  |  | 64.4 | 0 | 64.4 | 0
|  |  | 64.5 | 0 | 64.5 | 0
|  |  | 64.6 | 0 | 64.6 | 0
|  |  | 64.7 | 0 | 64.7 | 0
|  |  | 64.8 | 0 | 64.8 | 0
|  |  | 64.9 | 0 | 64.9 | 0
|  |  | 65 | 0 | 65 | 0
|  |  | 65.1 | 0 | 65.1 | 0
|  |  | 65.2 | 0 | 65.2 | 0
|  |  | 65.3 | 0 | 65.3 | 0
|  |  | 65.4 | 0 | 65.4 | 0
|  |  | 65.5 | 0 | 65.5 | 0
|  |  | 65.6 | 0 | 65.6 | 0
|  |  | 65.7 | 0 | 65.7 | 0
|  |  | 65.8 | 0 | 65.8 | 0
|  |  | 65.9 | 0 | 65.9 | 0
|  |  | 66 | 0 | 66 | 0
|  |  | 66.1 | 0 | 66.1 | 0
|  |  | 66.2 | 0 | 66.2 | 0
|  |  | 66.3 | 0 | 66.3 | 0
|  |  | 66.4 | 0 | 66.4 | 0
|  |  | 66.5 | 0 | 66.5 | 0
|  |  | 66.6 | 0 | 66.6 | 0
|  |  | 66.7 | 0 | 66.7 | 0
|  |  | 66.8 | 0 | 66.8 | 0
|  |  | 66.9 | 0 | 66.9 | 0
|  |  | 67 | 0 | 67 | 0
|  |  | 67.1 | 0 | 67.1 | 0