## nwppc compare
sort | Number | Name | Notes | Name | Utility | Utility | Capacity | Capacity |  | Fuel | Fuel | Fuel |  | Area | Area |  | Resource Begin Date | Resource Begin Date
1 | 11 | Boardman 1 |  | Boardman ST | Portland General Electric Comp | Portland General Electric | 585000 | 585000 |  | ##55 | coal | coal |  | 1 | 1 |  | 1980-01-01
2 | 12 | Boise Cascade (Emmett) |  | Boise Cascade | PacifiCorp | PAC/IPP-Medford OR | 9000 | 7200 | -1800 | ###7 | oth | wod |  | 1 | 16 | medford | 1980-01-01
3 | 14 | Boulder Park |  | Boulder Park GT | Avista | Avista | 24600 | 24600 |  | #114 | gas | gas |  | 1 | 1 |  | 2002-01-01 | 2002-04-30 | nppc listing
4 | 21 | Boundary GT | retired? |  | Seattle City Light |  | 800 |  |  | ##84 | fo2 |  |  | 1 |  |  | 1980-01-01
5 | 67 | Columbia Generating Station |  | WNP 2 | Washington Public Power Supply | Wash Pub Pwr Supply Sys | 1170000 | 1170000 |  | ###5 | nuke | nuke |  | 1 | 1 |  | 1980-01-01
6 | 68 | Condon Wind Project Phase I |  | Condon Wind | SeaWest | SeaWest WindPower | 24600 | 49800 |  | ##30 | wind | wind |  | 1 | 1 |  | 2001-12-31 | 2002-06-15 | nppc listing
7 | 69 | Condon Wind Project Phase II | above |  | SeaWest |  | 25200 |  |  | ##30 | wind |  |  | 1 |  |  | 2002-06-30
8 | 71 | Coyote Springs 1 (Upgraded) |  | Coyote Springs CC rerated | Portland General Electric Comp | Portland General Electric | 241000 | 241000 |  | #114 | gas | gas |  | 1 | 1 |  | 2001-06-01 | 2001-06-01
9 | 72 | Coyote Springs 2 |  | Coyote Springs II CC | Avista Utilities/Mirant Corp | Avista/Mirant | 280000 | 280000 |  | #114 | gas | gas |  | 1 | 1 |  | 2003-07-01 | 2003-03-01 | press releases
10 | 97 | Finley |  | Finley GT | Benton PUD | Benton PUD | 25000 | 27000 | 2000 | #114 | gas | gas |  | 1 | 1 |  | 2001-11-01 | 2001-12-20 | press releases
11 | 98 | Frontier Energy |  | Frontier | Frontier Energy | Port of Morrow | 10000 | 10000 |  | ###7 | oth | wod |  | 1 | 1 |  | 2001-09-01 | 2001-09-15
12 | 99 | Goldendale Energy Center | under construction |  | Calpine Corp |  | 248000 |  |  | #114 | gas |  |  | 1 |  |  | 2003-07-31
13 | 137 | Hermiston Generating 1 |  | Hermiston Generating CCCG1 | PacifiCorp | PacifiCorp | 234500 | 236000 | 1500 | #114 | gas | gas |  | 1 | 1 |  | 1980-01-01
14 | 138 | Hermiston Generating 2 |  | Hermiston Generating CCCG2 | PacifiCorp | PacifiCorp | 234500 | 236000 | 1500 | #114 | gas | gas |  | 1 |  |  | 1980-01-01
15 | 139 | Hermiston Power Project |  | Hermiston Power CCCG | Calpine Corp | Calpine | 630000 | 530000 |  | #114 | gas | gas |  | 1 | 1 |  | 2002-08-20 | 2002-08-20
16 | 139.1 |  | peaking unit separately dispatchable from CC | Hermiston Power GT |  | Calpine |  | 100000 |  |  |  | gas |  |  | 1 |  |  | 2002-08-20
17 | 171 | Kettle Falls GT |  | Kettle Falls GT | Avista | Avista | 9500 | 6500 | -3000 | #114 | gas | gas |  | 1 | 1 |  | 2001-12-01 | 2002-05-22 | nppc listing
18 | 173 | Kettle Falls ST |  | Kettle Falls | Avista | Avista | 48000 | 38400 | -9600 | ###7 | oth | wod |  | 1 | 1 |  | 1980-01-01
19 | 174 | Klamath Cogen Project |  | Klamath CCCG | Pacific Klamath Energy | Pacific Klamath Energy | 484000 | 484000 |  | #114 | gas | gas |  | 1 | 1 |  | 2001-08-01 | 2001-07-28
20 | 176 | Klondike |  | Klondike Wind | Northwestern Windpower | Pacific Winds | 24000 | 23300 | -700 | ##30 | wind | wind |  | 1 | 1 |  | 2001-12-31 | 2002-03-01 | press releases
21 | 179 | Libby 1 Champion |  | Libby 1 | Champion International Corp - | Champion International Corp | 7500 | 6000 | -1500 | ###7 | oth | wod |  | 1 | 1 |  | 1980-01-01
22 | 181 | Libby 2 Champion |  | Libby 2 | Champion International Corp - | Champion International Corp | 5000 | 4000 | -1000 | ###7 | oth | wod |  | 1 | 1 |  | 1980-01-01
23 | 181.2 |  | nppc listing | Morrow Power GT |  | Morrow Power |  | 24900 |  |  |  | gas |  |  | 1 |  |  | 2002-08-01
24 | 250 | Nine Canyon |  | Nine Canyon | Energy Northwest | Energy Northwest | 48100 | 48100 |  | ##30 | wind | wind |  | 1 | 1 |  | 2002-09-30 | 2002-09-25
25 | 255 | Northeast |  | Northeast GT | Avista | Avista | 58000 | 69000 | 11000 | #114 | gas | gas |  | 1 | 1 |  | 1980-01-01
26 | 255.1 |  | press release | Northside Landfill |  | Minnesota Methane |  | 800 |  |  |  | bio |  |  | 1
27 | 267 | Okanogan Co PUD ICs Ph 2 |  | Okanogan ICs | Okanogan Co PUD | Okanogan PUD | 26000 | 26000 |  | ##84 | fo2 | fo2 |  | 1 | 1 |  | 2001-09-01 | 2001-09-01
28 | 280 | Pasco |  | Pasco GT1 | Grays Harbor PUD/Franklin Coun | Franklin PUD | 44000 | 11000 | -33000 | #114 | gas | gas |  | 1 | 1 |  | 2001-12-01 | 2002-06-30 | press releases
29 | 280.1 |  | two units | Pasco GT2 |  | Franklin PUD |  | 11000 |  |  |  | gas |  |  | 1 |  |  | 2002-06-30
30 | 283 | Pine Products |  | Pine Products | Frontier Energy | Pine Products Corp | 5700 | 5700 |  | ###7 | oth | wod |  | 1 | 1 |  | 2001-07-01 | 2001-07-01
31 | 283.1 |  | press release | Plummer Sawmill |  | Couer d'Alene Tribe |  | 0 |  |  |  | wod |  |  | 1
32 | 292 | Potlatch Corp 1-4 |  | Potlatch 1-4 | Avista | IPC/IPP-Potlatch Corp | 59000 | 101900 | 42900 | ###7 | oth | wod |  | 1 | 1 |  | 1980-01-01
33 | 293 | Prairie Wood Products (Cogen 1) |  | Prairie Wood Products | Bonneville Power Administratio | BPA/IPP-John Day OR | 8000 | 7500 | -500 | ###7 | oth | wod |  | 1 | 1 |  | 1980-01-01
34 | 293.1 |  | nppc listing | Precision Pine |  | Colville Tribal Enterprise Corp |  | 7500 |  |  |  | wod |  |  | 1 |  |  | 2002-05-01
35 | 296 | Rathdrum 1 |  | Rathdrum GT1 | Avista | Ava/Merrill Lynch | 88000 | 88000 |  | #114 | gas | gas |  | 1 | 1 |  | 1980-01-01
36 | 297 | Rathdrum 2 |  | Rathdrum GT2 | Avista | Ava/Merrill Lynch | 88000 | 88000 |  | #114 | gas | gas |  | 1 | 1 |  | 1980-01-01
37 | 298 | Rathdrum Power Project |  | Rathdrum CC | Cogentrix | Avista/Cogentrix | 266000 | 270000 | 4000 | #114 | gas | gas |  | 1 | 1 |  | 2001-08-01 | 2001-09-01 | press releases
38 | 305 | Roosevelt Landfill |  | HW Hill Landfill 1-5 | Klickitat Co PUD | Klickitat County PUD | 8400 | 10500 | 2100 | ###7 | oth | bio |  | 1 | 1 |  | 1999-05-30 | 2001-03-01 | date of last unit, #5
39 | 310 | Spokane MSW 1 |  | Wheelabrator Spokane | Puget Sound Energy | PSE/QF-Spokane City of | 23000 | 21500 | -1500 | ###6 | lfg | bio |  | 1 | 1 |  | 1980-01-01
40 | 311 | Stateline |  | Stateline Wind | FPL Energy | FPL Energy | 265000 | 300000 | 35000 | ##30 | wind | wind |  | 1 | 1 |  | 2001-12-31 | 2002-01-01
41 | 346 | Thompson River Co-gen | proposed |  | Thompson River Co-gen |  | 12500 |  |  | ###7 | oth |  |  | 1 |  |  | 2053-12-31
42 | 350 | Vaagen Bros 1 |  | Vaagen Bros | Idaho Power Company - ID | IPC/IPP-Pend Oreille | 4000 | 4000 |  | ###7 | oth | wod |  | 1 | 1 |  | 1980-01-01
43 | 351 | Vansycle Ridge |  | Vansycle | FPL Energy | PGE/IPP | 24900 | 24600 | -300 | ##30 | wind | wind |  | 1 | 1 |  | 1998-12-01
44 | 354 | Warm Spgs For Prod 1 |  | Warm Spgs For Prod | PacifiCorp | PAC/IPP-Warm Springs | 8000 | 19400 | 11400 | ###7 | oth | wod |  | 1 | 1 |  | 1980-01-01
45
46 | 359 | Alameda 1 |  | Alameda GT1 | Northern California Power Agen | Northern Calif Power Agny | 25000 | 24600 | -400 | #132 | gas | gas |  | 2 | 2 |  | 1980-01-01
47 | 360 | Alameda 2 |  | Alameda GT2 | Northern California Power Agen | Northern Calif Power Agny | 25000 | 25300 | 300 | #132 | gas | gas |  | 2 | 2 |  | 1980-01-01
48 | 361 | Almond Power Plant 1 |  | Almond CC | Turlock Irrigation District - | Turlock Irrigation Dist | 49000 | 49000 |  | #115 | gas | gas |  | 2 | 2 |  | 1980-01-01
49 | 361.1 |  | cec listing | Altamont Gas Recovery |  | Bio-Energy Partners |  | 5365 |  |  |  | bio |  |  | 2
50 | 365 | AMEDEE GEO VENTURE I |  | Amedee | AMEDEE GEOTHERMAL VENTURE 1 | Amedee Geothermal Venture 1 | 1600 | 1300 | -300 | ###4 | geo | geo |  | 2 | 2 |  | 1980-01-01
51 | 375 | BIG VALLEY LUMBER CO |  | Big Valley | BIG VALLEY LUMBER | Big Valley Lumber | 2500 | 3200 | 700 | ###7 | oth | wod |  | 2 | 2 |  | 1980-01-01
52 | 384 | BURNEY FOREST PRODUCTS |  | Burney Forest Prod | BURNEY FOREST PRODUCTS | Burney Forest Products | 15500 | 28400 | 12900 | ###7 | oth | wod |  | 2 | 2 |  | 1980-01-01
53 | 386 | BYRON POWER CO | qf | Byron Power GTCG | FAYETTE KALINA | Fayette Kalina (Altamont Cogen) | 3250 | 6500 | 3250 | #115 | gas | gas |  | 2 | 2 |  | 1980-01-01
54 | 387 | C&H SUGAR | qf | C & H Sugar GTCG |  | C & H Sugar | 8125 | 12400 | 4275 | #115 | gas | gas |  | 2 | 2 |  | 1980-01-01
55 | 390 | Calpine American CG 1 | qf | Calpine American CCCG | Pacific Gas & Electric Company | Calpine | 60000 | 117000 | 57000 | #115 | gas | gas |  | 2 | 2 |  | 1980-01-01
56 | 391 | CALPINE GEYSER LP KW#1 |  | Bear Canyon 1-2 | Calpine Corp | Calpine | 10000 | 19600 | -400 | ###4 | geo | geo |  | 2 | 2 |  | 1980-01-01
57 | 392 | CALPINE GEYSER LP KW#2 | above |  | Calpine Corp |  | 10000 |  |  | ###4 | geo |  |  | 2 |  |  | 1980-01-01
58 | 393 | CALPINE GEYSER LP WFF |  | West Ford Flat | Calpine Corp | Calpine | 30000 | 29200 | -800 | ###4 | geo | geo |  | 2 | 2 |  | 1980-01-01
59 | 394 | CALPINE MONTEREY COGEN | qf | Watsonville CCCG | Calpine Corp | Calpine | 14250 | 27700 | 13450 | #115 | gas | gas |  | 2 | 2 |  | 1980-01-01
60 | 394.1 |  | cec listing, qf | Calpine Pittsburg GTCG1 |  | Calpine |  | 14500 |  |  |  | gas |  |  | 2
61 | 394.2 |  | cec listing,qf | Calpine Pittsburg GTCG2 |  | Calpine |  | 19300 |  |  |  | gas |  |  | 2
62 | 394.3 |  | cec listing, qf | Calpine Pittsburg GTCG3 |  | Calpine |  | 19400 |  |  |  | gas |  |  | 2
63 | 399 | Campbell CCCG | duplicate of 841 |  | Sacramento Municipal Utility D |  | 80000 |  |  | #115 | gas |  |  | 2 |  |  | 1980-01-01
64 | 413 | CARDINAL COGEN | qf | Cardinal CCCG | Stanford University | Stanford University | 24950 | 24300 | -650 | #115 | gas | gas |  | 2 | 2 |  | 1980-01-01
65 | 416 | Carson Ice CCCG |  | Carson Ice CCCG | Sacramento Municipal Utility D | Central Valley Financing Authority | 77471 | 73700 | -3771 | #115 | gas | gas |  | 2 | 2 |  | 1980-01-01
66 | 418 | CHEVRON CONCORD | qf | Concord GTCG1 | CHEVRON USA | Chevron USA | 1500 | 500 | -1000 | #115 | gas | gas |  | 2 | 2 |  | 1980-01-01
67 | 418.1 |  | two units, qf | Concord GTCG2 |  | Chevron USA |  | 300 |  |  |  | gas |  |  | 2
68 | 427 | COLLINS PINE |  | Collins Pine | COLLINS PINE COMPARY | Collins Pine | 6000 | 6100 | 100 | ###7 | oth | wod |  | 2 | 2 |  | 1980-01-01
69 | 433 | Contra Costa | suspended construction |  | Mirant Corp |  | 530000 |  |  | #115 | gas |  |  | 2 |  |  | 2053-12-31
70 | 434 | Contra Costa 6 |  | Contra Costa ST6 | Pacific Gas & Electric Company | PG&E/IPP - Southern Energy | 340000 | 336000 | -4000 | #115 | gas | gas |  | 2 | 2 |  | 1980-01-01
71 | 435 | Contra Costa 7 |  | Contra Costa ST7 | Pacific Gas & Electric Company | PG&E/IPP - Southern Energy | 340000 | 336000 | -4000 | #115 | gas | gas |  | 2 | 2 |  | 1980-01-01
72 | 440 | Creed |  | Creed GT | Calpine Corp | Calpine | 45000 | 45000 |  | #115 | gas | gas |  | 2 | 2 |  | 2002-12-30 | 2003-02-15 | news articles
73 | 442 | Crockett Cogen 1 | qf | Crockett GTCG | Pacific Gas & Electric Company | Crockett Cogeneration | 120000 | 253700 | 133700 | #115 | gas | gas |  | 2 | 2 |  | 1980-01-01
74 | 448 | Delta Energy Center |  | Delta Energy Center CC | Calpine Corp | Calpine | 880000 | 880000 |  | #115 | gas | gas |  | 2 | 2 |  | 2002-06-17 | 2002-06-17
75 | 461 | DIAMOND WALNUT GROWERS |  | Diamond Walnut | DIAMOND WALNUT GROWERS | Diamond Walnut Growers | 2250 | 4000 | 1750 | ###7 | oth | wod |  | 2 | 2 |  | 1980-01-01
76 | 469 | Downieville 1 |  | Downieville IC | Pacific Gas & Electric Company | Pacific Gas & Electric | 750 | 750 |  | ##84 | fo2 | fo2 |  | 2 | 2 |  | 1980-01-01
77 | 475 | EBMUD OAKLAND |  | Oakland Wastewater |  | EBMUD | 2000 | 2800 | 800 | ###6 | lfg | bio |  | 2 | 2 |  | 1980-01-01
78 | 475.1 |  | cec renewable | EDI Keller Canyon |  | Energy Developments, Inc |  | 0 |  |  |  | bio |  |  | 2 |  |  | 2003-02-01
79 | 486 | Emigrant Gap 1 | retired? |  | Pacific Gas & Electric Company |  | 0 |  |  | #115 | gas |  |  | 2 |  |  | 1980-01-01
80 | 489 | FAIRHAVEN POWER CO |  | Fairhaven | FAIRHAVEN POWER COMPANY | Fairhaven Power | 17250 | 15100 | -2150 | ###7 | oth | wod |  | 2 | 2 |  | 1980-01-01
81 | 493 | Feather River |  | Feather River GT | Calpine Corp | Calpine | 45000 | 45000 |  | #115 | gas | gas |  | 2 | 2 |  | 2002-12-30 | 2002-12-15
82 | 500 | FOSTER-WHEELER MARTINEZ COGEN | qf | FW Martinez CCCG | FOSTER WHEELER POWER SYSTEMS, | Foster Wheeler Power Systems | 49950 | 43600 | -6350 | #115 | gas | gas |  | 2 | 2 |  | 1980-01-01
83 | 500.1 |  | cec listing | Fremont Landfill |  | Gas Recovery Systems |  | 2625 |  |  |  | bio |  |  | 2
84 | 504 | GAS RECOV SYST AMER CYN |  | American Canyon Landfill | SOUTH NAPA WASTE AUTHORITY | Gas Recovery Systems | 1500 | 1350 | -150 | ###7 | oth | bio |  | 2 | 2 |  | 1980-01-01
85 | 505 | GAS RECOV SYST GUADALUPE |  | Guadalupe Landfill | GUADALUPE RUBBISH DISPOSAL COM | Gas Recovery Systems | 1500 | 1396 | -104 | ###7 | oth | bio |  | 2 | 2 |  | 1980-01-01
86 | 506 | GAS RECOV SYST MENLO PARK |  | Menlo Park Landfill | CITY OF MENLO PARK | Gas Recovery Systems | 2000 | 1900 | -100 | ###7 | oth | bio |  | 2 | 2 |  | 1980-01-01
87 | 507 | GAS RECOV SYST NEWBY ISL 2 |  | Newby Island Landfill 2 | BFI | Gas Recovery Systems | 4200 | 3738 | -462 | ###7 | oth | bio |  | 2 | 2 |  | 1980-01-01
88 | 508 | GAYLORD CONTAINER | qf | Gaylord Container GTCG | Gaylord Container Corp | Gaylord Container | 24835 | 22200 | -2635 | #115 | gas | gas |  | 2 | 2 |  | 1980-01-01
89 | 509 | GEO ENERGY 2 |  | Aidlin 1-2 | GEOTHERMAL ENERGY PARTNERS | Geothermal Energy Partners | 10000 | 18100 | -1900 | ###4 | geo | geo |  | 2 | 2 |  | 1980-01-01
90 | 510 | GEO ENERGY PARTNERS 1 | above |  | GEOTHERMAL ENERGY PARTNERS |  | 10000 |  |  | ###4 | geo |  |  | 2 |  |  | 1980-01-01
91 | 511 | GEORGIA PACIFIC CORP |  | Ft Bragg WWP 1 | GEORGIA PACIFIC CORP | Georgia Pacific | 15000 | 500 | -13500 | ###7 | oth | wod |  | 2 | 2 |  | 1980-01-01
92 | 511.1 |  |  | Ft Bragg WWP 2 |  | Georgia Pacific |  | 500 |  |  |  | wod |  |  | 2
93 | 511.2 |  | three units | Ft Bragg WWP 3 |  | Georgia Pacific |  | 500 |  |  |  | wod |  |  | 2
94 | 513 | GEOTHERMAL 1 | retired |  | NCPA (4535%), CSC(5465%) |  | 118000 |  |  | ###4 | geo |  |  | 2 |  |  | 1980-01-01
95 | 515 | Geothermal 1 1 |  | NCPA #1 1 | Northern California Power Agen | Northern Calif Power Agny | 59000 | 44000 | -15000 | ###4 | geo | geo |  | 2 | 2 |  | 1980-01-01
96 | 516 | Geothermal 1 2 |  | NCPA #1 2 | Northern California Power Agen | Northern Calif Power Agny | 59000 | 44000 | -15000 | ###4 | geo | geo |  | 2 | 2 |  | 1980-01-01
97 | 517 | GEOTHERMAL 2 | retired |  | NCPA (6587%), CSC (3413%) |  | 120000 |  |  | ###4 | geo |  |  | 2 |  |  | 1980-01-01
98 | 518 | Geothermal 2 3 |  | NCPA #2 3 | Northern California Power Agen | Northern Calif Power Agny | 60000 | 40000 | -20000 | ###4 | geo | geo |  | 2 | 2 |  | 1980-01-01
99 | 519 | Geothermal 2 4 |  | NCPA #2 4 | Northern California Power Agen | Northern Calif Power Agny | 60000 | 40000 | -20000 | ###4 | geo | geo |  | 2 | 2 |  | 1980-01-01
100 | 520 | Gerber Compr Sta 1 | retired |  | Pacific Gas & Electric Company |  | 2000 |  |  | #115 | gas |  |  | 2 |  |  | 1980-01-01
101 | 521 | Geysers 10 |  | Geysers 10 | Pacific Gas & Electric Company | PG&E/IPP - FPL Energy | 53000 | 0 | -53000 | ###4 | geo | geo |  | 2 | 2 |  | 1980-01-01
102 | 522 | Geysers 11 |  | Geysers 11 | Pacific Gas & Electric Company | PG&E/IPP - FPL Energy | 106000 | 74000 | -32000 | ###4 | geo | geo |  | 2 | 2 |  | 1980-01-01
103 | 523 | Geysers 12 |  | Geysers 12 | Pacific Gas & Electric Company | PG&E/IPP - FPL Energy | 106000 | 42000 | -64000 | ###4 | geo | geo |  | 2 | 2 |  | 1980-01-01
104 | 524 | Geysers 13 |  | Geysers 13 | Pacific Gas & Electric Company | PG&E/IPP - FPL Energy | 133000 | 71000 | -62000 | ###4 | geo | geo |  | 2 | 2 |  | 1980-01-01
105 | 525 | Geysers 14 |  | Geysers 14 | Pacific Gas & Electric Company | PG&E/IPP - FPL Energy | 109000 | 61000 | -48000 | ###4 | geo | geo |  | 2 | 2 |  | 1980-01-01
106 | 526 | Geysers 16 |  | Geysers 16 | Pacific Gas & Electric Company | PG&E/IPP - FPL Energy | 113000 | 73000 | -40000 | ###4 | geo | geo |  | 2 | 2 |  | 1980-01-01
107 | 527 | Geysers 17 |  | Geysers 17 | Pacific Gas & Electric Company | PG&E/IPP - FPL Energy | 113000 | 48000 | -65000 | ###4 | geo | geo |  | 2 | 2 |  | 1980-01-01
108 | 528 | Geysers 18 |  | Geysers 18 | Pacific Gas & Electric Company | PG&E/IPP - FPL Energy | 113000 | 62000 | -51000 | ###4 | geo | geo |  | 2 | 2 |  | 1980-01-01
109 | 529 | Geysers 20 |  | Geysers 20 | Pacific Gas & Electric Company | PG&E/IPP - FPL Energy | 113000 | 49000 | -64000 | ###4 | geo | geo |  | 2 | 2 |  | 1980-01-01
110 | 530 | Geysers 5 |  | Geysers 05 | Pacific Gas & Electric Company | PG&E/IPP - FPL Energy | 53000 | 41500 | -11500 | ###4 | geo | geo |  | 2 | 2 |  | 1980-01-01
111 | 531 | Geysers 6 |  | Geysers 06 | Pacific Gas & Electric Company | PG&E/IPP - FPL Energy | 53000 | 41500 | -11500 | ###4 | geo | geo |  | 2 | 2 |  | 1980-01-01
112 | 532 | Geysers 7 |  | Geysers 07 | Pacific Gas & Electric Company | PG&E/IPP - FPL Energy | 53000 | 35500 | -17500 | ###4 | geo | geo |  | 2 | 2 |  | 1980-01-01
113 | 533 | Geysers 8 |  | Geysers 08 | Pacific Gas & Electric Company | PG&E/IPP - FPL Energy | 53000 | 35500 | -17500 | ###4 | geo | geo |  | 2 | 2 |  | 1980-01-01
114 | 534 | Geysers 9 |  | Geysers 09 | Pacific Gas & Electric Company | PG&E/IPP - FPL Energy | 53000 | 0 | -53000 | ###4 | geo | geo |  | 2 | 2 |  | 1980-01-01
115 | 535 | Gianera 1 |  | Gianera GT1 | Santa Clara CA, City of | Santa Clara City of | 25000 | 25000 |  | #115 | gas | gas |  | 2 | 2 |  | 1980-01-01
116 | 536 | Gianera 2 |  | Gianera GT2 | Santa Clara CA, City of | Santa Clara City of | 25000 | 25000 |  | #115 | gas | gas |  | 2 | 2 |  | 1980-01-01
117 | 537 | Gilroy 1 |  | Gilroy GT1 | Calpine Corp | Calpine | 45000 | 45000 |  | #115 | gas | gas |  | 2 | 2 |  | 2002-02-28 | 2001-12-14 | calpine
118 | 538 | Gilroy 2 |  | Gilroy GT2 | Calpine Corp | Calpine | 45000 | 45000 |  | #115 | gas | gas |  | 2 | 2 |  | 2002-02-28 | 2001-12-14 | calpine
119 | 539 | Gilroy 3 |  | Gilroy GT3 | Calpine Corp | Calpine | 45000 | 48700 | 3700 | #115 | gas | gas |  | 2 | 2 |  | 2002-02-28 | 2002-02-28
120 | 540 | Gilroy Cogen 1 | qf | Gilroy CCCG | Pacific Gas & Electric Company | Calpine | 65000 | 127000 | 62000 | #115 | gas | gas |  | 2 | 2 |  | 1980-01-01
121 | 541 | Goose Haven |  | Goose Haven GT | Calpine Corp | Calpine | 45000 | 45000 |  | #115 | gas | gas |  | 2 | 2 |  | 2002-12-30 | 2003-02-15 | news articles
122 | 557 | GREENLEAF ONE | qf | Greenleaf One GTCG | Calpine Corp | Calpine | 24750 | 48100 | 23350 | #115 | gas | gas |  | 2 | 2 |  | 1980-01-01
123 | 558 | GREENLEAF TWO | qf | Greenleaf Two GTCG | Calpine Corp | Calpine | 24750 | 48500 | 23750 | #115 | gas | gas |  | 2 | 2 |  | 1980-01-01
124 | 560 | GWF POWER#1 | qf | East 3rd St CKCG | GWF POWER SYSTEMS | GWF Power Systems | 19560 | 17100 | -2460 | ##56 | coal | coke | wscc listing | 2 | 2 |  | 1980-01-01
125 | 561 | GWF POWER#2 | qf | Loveridge Road CKCG | GWF POWER SYSTEMS | GWF Power Systems | 17740 | 15500 | -2240 | ##56 | coal | coke | wscc listing | 2 | 2 |  | 1980-01-01
126 | 562 | GWF POWER#3 | qf | Wilbur West CKCG | GWF POWER SYSTEMS | GWF Power Systems | 19560 | 17100 | -2460 | ##56 | coal | coke | wscc listing | 2 | 2 |  | 1980-01-01
127 | 563 | GWF POWER#4 | qf | Wilbur East CKCG | GWF POWER SYSTEMS | GWF Power Systems | 20000 | 17700 | -2300 | ##56 | coal | coke | wscc listing | 2 | 2 |  | 1980-01-01
128 | 564 | GWF POWER#5 | qf | Nichols Road CKCG | GWF POWER SYSTEMS | GWF Power Systems | 17740 | 15300 | -2440 | ##56 | coal | coke | wscc listing | 2 | 2 |  | 1980-01-01
129 | 565 | GWF Tracy 1 | under construction |  | GWF Power Systems |  | 85000 |  |  | #122 | gas |  |  | 2 |  |  | 2003-06-01
130 | 566 | GWF Tracy 2 | under construction |  | GWF Power Systems |  | 85000 |  |  | #122 | gas |  |  | 2 |  |  | 2003-06-01
131 | 574 | Hedge PV 1 |  | Hedge PV | Sacramento Municipal Utility D | Sacramento Muni Util Dist | 200 | 200 |  | ###2 | solar | solar |  | 2 | 2 |  | 1980-01-01
132 | 578 | HERSHEY CHOCOLATE USA | qf | Hershey Chocolate GTCG |  | Hershey Chocolate | 3000 | 0 | -3000 | #115 | gas | gas |  | 2 | 2 |  | 1980-01-01
133 | 579 | HI POWER |  | HL Power | HL POWER CO | HL Power | 18000 | 31200 | 13200 | ###7 | oth | wod |  | 2 | 2 |  | 1980-01-01
134 | 584 | Humboldt Bay 1 |  | Humboldt Bay ST1 | Pacific Gas & Electric Company | Pacific Gas & Electric | 52000 | 53000 | 1000 | #115 | gas | gas |  | 2 | 2 |  | 1980-01-01
135 | 585 | Humboldt Bay 2 |  | Humboldt Bay ST2 | Pacific Gas & Electric Company | Pacific Gas & Electric | 53000 | 53000 |  | #115 | gas | gas |  | 2 | 2 |  | 1980-01-01
136 | 586 | Humboldt Bay GT2 | retired |  | Pacific Gas & Electric Company |  | 15000 |  |  | #115 | gas |  |  | 2 |  |  | 1980-01-01
137 | 587 | Humboldt Bay GT3 | retired |  | Pacific Gas & Electric Company |  | 15000 |  |  | #115 | gas |  |  | 2 |  |  | 1980-01-01
138 | 590 | Hunters Point 2 |  | Hunters Point ST2 | Pacific Gas & Electric Company | Pacific Gas & Electric | 107000 | 0 | -107000 | #115 | gas | gas |  | 2 | 2 |  | 1980-01-01
139 | 591 | Hunters Point 3 |  | Hunters Point ST3 | Pacific Gas & Electric Company | Pacific Gas & Electric | 107000 | 0 | -107000 | #115 | gas | gas |  | 2 | 2 |  | 1980-01-01
140 | 592 | Hunters Point 4 |  | Hunters Point ST4 | Pacific Gas & Electric Company | Pacific Gas & Electric | 163000 | 163000 |  | #115 | gas | gas |  | 2 | 2 |  | 1980-01-01
141 | 593 | Hunters Point GT1 |  | Hunters Point GT | Pacific Gas & Electric Company | Pacific Gas & Electric | 52000 | 52000 |  | #115 | gas | fo2 | wscc listing | 2 | 2 |  | 1980-01-01
142 | 604 | JACKSON VALLEY NRG |  | Jackson Valley |  | Jackson Valley Energy | 8550 | 14800 | 6250 | ###6 | lfg | wod |  | 2 | 2 |  | 1980-01-01
143 | 617 | King City |  | Calpine King City GT | Calpine Corp | Calpine | 45000 | 48700 | 3700 | #115 | gas | gas |  | 2 | 2 |  | 2002-01-14 | 2002-01-14
144 | 628 | Lambie |  | Lambie GT | Calpine Corp | Calpine | 45000 | 45000 |  | #115 | gas | gas |  | 2 | 2 |  | 2002-11-28 | 2003-02-15 | news articles
145 | 629 | LANDFILL GEN PARTNERS I |  | Santa Cruz Landfill | CITY OF SANTA CRUZ | Landfill Generating Partners | 2200 | 1500 | -700 | ###6 | lfg | bio |  | 2 | 2 |  | 1980-01-01
146 | 629.1 |  | cec renewable | Lincoln Power Plant #1 |  | Energy 2001, Inc |  | 1220 |  |  |  | bio |  |  | 2 |  |  | 2001-05-31
147 | 635 | Lodi 1 |  | Lodi CC | Northern California Power Agen | Northern Calif Power Agny | 25000 | 52000 | 27000 | #115 | gas | gas |  | 2 | 2 |  | 1980-01-01
148 | 636 | Lodi GT 1 |  | Lodi GT | Northern California Power Agen | Northern Calif Power Agny | 49000 | 25000 | -24000 | #115 | gas | gas |  | 2 | 2 |  | 1980-01-01
149 | 639 | Los Esteros 1 |  | Los Esteros GT1 | Calpine Corp | Calpine | 45000 | 48700 | 3700 | #115 | gas | gas |  | 2 | 2 |  | 2002-12-31 | 2003-02-15 | news articles
150 | 640 | Los Esteros 2 |  | Los Esteros GT2 | Calpine Corp | Calpine | 45000 | 48700 | 3700 | #115 | gas | gas |  | 2 | 2 |  | 2002-12-31 | 2003-02-15 | news articles
151 | 641 | Los Esteros 3 |  | Los Esteros GT3 | Calpine Corp | Calpine | 45000 | 48700 | 3700 | #115 | gas | gas |  | 2 | 2 |  | 2002-12-31 | 2003-03-30 | news articles
152 | 642 | Los Esteros 4 |  | Los Esteros GT4 | Calpine Corp | Calpine | 45000 | 48700 | 3700 | #115 | gas | gas |  | 2 | 2 |  | 2002-12-31 | 2003-03-30 | news articles
153 | 643 | Los Medanos |  | Los Medanos CC | Calpine Corp | Los Medanos Energy | 555000 | 555000 |  | #115 | gas | gas |  | 2 | 2 |  | 2001-07-07 | 2001-07-09
154 | 643.1 |  | press release | Marina |  | Monterey Regional Waste Management |  | 1000 |  |  |  | bio |  |  | 2 |  |  | 2002-09-12
155 | 643.2 |  | cec listing, qf | Martinez Refining CCCG |  | Equilon |  | 300 |  |  |  | gas |  |  | 2
156 | 658 | McClellan 1 Upgrade |  | McClellan GT rerated | Sacramento Municipal Utility D | Sacramento Muni Util Dist | 72000 | 94000 | 22000 | #115 | gas | gas |  | 2 | 2 |  | 2001-05-01 | 2001-05-01
157 | 659 | McClure 1 |  | McClure GT1 | Modesto Irrigation District - | Modesto Irrigation Dist | 61000 | 61000 |  | #115 | gas | gas |  | 2 | 2 |  | 1980-01-01
158 | 660 | McClure 2 |  | McClure GT2 | Modesto Irrigation District - | Modesto Irrigation Dist | 61000 | 61000 |  | #115 | gas | gas |  | 2 | 2 |  | 1980-01-01
159 | 667 | Metcalf Energy Center | under construction |  | Calpine Corp |  | 600000 |  |  | #115 | gas |  |  | 2 |  |  | 2004-12-01
160 | 674 | Mobile GT 1 |  | Mobile GT1 | Pacific Gas & Electric Company | Pacific Gas & Electric | 15000 | 15000 |  | ##84 | fo2 | fo2 |  | 2 | 2 |  | 1980-01-01
161 | 675 | Mobile GT 2 |  | Mobile GT2 | Pacific Gas & Electric Company | Pacific Gas & Electric | 15000 | 15000 |  | ##84 | fo2 | fo2 |  | 2 | 2 |  | 1980-01-01
162 | 676 | Mobile GT 3 |  | Mobile GT3 | Pacific Gas & Electric Company | Pacific Gas & Electric | 15000 | 15000 |  | ##84 | fo2 | fo2 |  | 2 | 2 |  | 1980-01-01
163 | 680 | MODESTO ENERGY LP |  | Modesto Energy | OXFORD ENERGY | Oxford Energy | 14000 | 14000 |  | ###6 | lfg | oth |  | 2 | 2 |  | 1980-01-01
164 | 682 | Moss Landing 6 |  | Duke Moss Landing ST6 | Duke Energy North America | PG&E/IPP - Duke Energy | 739000 | 743000 | 4000 | #115 | gas | gas |  | 2 | 2 |  | 1980-01-01
165 | 683 | Moss Landing 7 |  | Duke Moss Landing ST7 | Duke Energy North America | PG&E/IPP - Duke Energy | 739000 | 742000 | 3000 | #115 | gas | gas |  | 2 | 2 |  | 1980-01-01
166 | 684 | Moss Landing CC 1 |  | Moss Landing CC1 | Duke Energy North America | Duke Energy | 530000 | 530000 |  | #115 | gas | gas |  | 2 | 2 |  | 2002-07-01 | 2002-07-01
167 | 685 | Moss Landing CC 2 |  | Moss Landing CC2 | Duke Energy North America | Duke Energy | 530000 | 530000 |  | #115 | gas | gas |  | 2 | 2 |  | 2002-07-10 | 2002-07-11
168 | 698 | NEWBY LAND |  | Newby Island Landfill 1 | BFI | Brown Ferris | 5300 | 5035 | -265 | ###7 | oth | bio |  | 2 | 2 |  | 1980-01-01
169 | 703 | NOVE INVESTMENTS |  | Contra Costa Landfill |  | Nove Investments | 3000 | 2449 | -551 | ###7 | oth | bio |  | 2 | 2 |  | 1980-01-01
170 | 705 | Oakland 1 |  | Duke Oakland GT1 | Pacific Gas & Electric Company | PG&E/IPP - Duke Energy | 55000 | 58000 | 3000 | ##84 | fo2 | fo2 |  | 2 | 2 |  | 1980-01-01
171 | 706 | Oakland 2 |  | Duke Oakland GT2 | Pacific Gas & Electric Company | PG&E/IPP - Duke Energy | 55000 | 51000 | -4000 | ##84 | fo2 | fo2 |  | 2 | 2 |  | 1980-01-01
172 | 707 | Oakland 3 |  | Duke Oakland GT3 | Pacific Gas & Electric Company | PG&E/IPP - Duke Energy | 55000 | 49000 | -6000 | ##84 | fo2 | fo2 |  | 2 | 2 |  | 1980-01-01
173 | 709 | OGDEN PACIFIC POWER STOCKTON |  | Austin Road Landfill | CITY OF STOCKTON | Ogden Pacific Power (Stockton) | 3000 | 2100 | -900 | ###6 | lfg | bio |  | 2 | 2 |  | 1980-01-01
174 | 710 | OGDEN POWER PAC OROVILLE |  | Pacific Oroville 1 | OGDEN ENERGY GROUP, INC | Ogden Energy Group | 18000 | 9000 | -9000 | ###7 | oth | wod |  | 2 | 2 |  | 1980-01-01
175 | 710.1 |  | two units | Pacific Oroville 2 |  | Ogden Energy Group |  | 9000 |  |  |  | wod |  |  | 2
176 | 711 | OGDEN PWR PAC BURNEY |  | Burney Mountain | OGDEN ENERGY GROUP, INC | Ogden Energy Group | 4875 | 9100 | 4225 | ###7 | oth | wod |  | 2 | 2 |  | 1980-01-01
177 | 712 | OGDEN PWR PAC CHINESE STN |  | Chinese Station | PAC ENERGY, ULTRASYSTEM, CONS | Pac Energy, Ultrasystem, Constellation | 22000 | 18700 | -3300 | ###7 | oth | wod |  | 2 | 2 |  | 1980-01-01
178 | 713 | OGDEN PWR PAC MT LASSEN |  | Mt Lassen Power | PLES AND ULTRASYSTEMS | PLES and Ultrasystems | 5250 | 10500 | 5250 | ###7 | oth | wod |  | 2 | 2 |  | 1980-01-01
179 | 714 | OLS NRG - AGNEWS INC | qf | Agnews CCCG | Calpine Corp | Calpine | 18050 | 33900 | 15850 | #115 | gas | gas |  | 2 | 2 |  | 1980-01-01
180 | 722 | OROVILLE COGEN | qf | Oroville ICCG | LOUISIANA PACIFIC CORPORATION | Louisiana Pacific | 4250 | 8500 | 4250 | #115 | gas | gas |  | 2 | 2 |  | 1980-01-01
181 | 724 | PACIFIC LUMBER CO |  | Pacific Lumber 1 | PACIFIC LUMBER COMPANY | Pacific Lumber Company | 10000 | 7500 | -2500 | ###7 | oth | wod |  | 2 | 2 |  | 1980-01-01
182 | 724.1 |  | two units | Pacific Lumber 2 |  | Pacific Lumber Company |  | 7500 |  |  |  | wod |  |  | 2
183 | 729 | PE - BERKELEY | qf | UC Berkeley CCCG | PE- Berkeley, Inc (Lessee)_ | PE - Berkeley | 13175 | 25500 | 12325 | #115 | gas | gas |  | 2 | 2 |  | 1980-01-01
184 | 738 | Pittsburg 1 |  | Pittsburg ST1 | Pacific Gas & Electric Company | PG&E/IPP - Southern Energy | 163000 | 167000 | 4000 | #115 | gas | gas |  | 2 | 2 |  | 1980-01-01
185 | 739 | Pittsburg 2 |  | Pittsburg ST2 | Pacific Gas & Electric Company | PG&E/IPP - Southern Energy | 163000 | 154000 | -9000 | #115 | gas | gas |  | 2 | 2 |  | 1980-01-01
186 | 740 | Pittsburg 3 |  | Pittsburg ST3 | Pacific Gas & Electric Company | PG&E/IPP - Southern Energy | 163000 | 154000 | -9000 | #115 | gas | gas |  | 2 | 2 |  | 1980-01-01
187 | 741 | Pittsburg 4 |  | Pittsburg ST4 | Pacific Gas & Electric Company | PG&E/IPP - Southern Energy | 163000 | 150000 | -13000 | #115 | gas | gas |  | 2 | 2 |  | 1980-01-01
188 | 742 | Pittsburg 5 |  | Pittsburg ST5 | Pacific Gas & Electric Company | PG&E/IPP - Southern Energy | 325000 | 315000 | -10000 | #115 | gas | gas |  | 2 | 2 |  | 1980-01-01
189 | 743 | Pittsburg 6 |  | Pittsburg ST6 | Pacific Gas & Electric Company | PG&E/IPP - Southern Energy | 325000 | 317000 | -8000 | #115 | gas | gas |  | 2 | 2 |  | 1980-01-01
190 | 744 | Pittsburg 7 |  | Pittsburg ST7 | Pacific Gas & Electric Company | PG&E/IPP - Southern Energy | 720000 | 700000 | -20000 | #115 | gas | gas |  | 2 | 2 |  | 1980-01-01
191 | 745 | Pittsburg District Energy Facility | duplicate of 643 |  |  |  | 250000 |  |  | #115 | gas |  |  | 2 |  |  | 2001-06-01
192 | 749 | PORT OF STOCKTON | qf | Port of Stockton CLCG | PPOSDEF POWER CO | PPOSDEF Power | 22000 | 38700 | 16700 | ##84 | fo2 | coal | cec listing | 2 | 2 |  | 1980-01-01
193 | 753 | Potrero 3 |  | Potrero ST3 | Pacific Gas & Electric Company | PG&E/IPP - Southern Energy | 103500 | 207000 | 103500 | #115 | gas | gas |  | 2 | 2 |  | 1980-01-01
194 | 754 | Potrero 4 |  | Potrero GT4 | Pacific Gas & Electric Company | PG&E/IPP - Southern Energy | 26000 | 54000 | 28000 | #115 | gas | fo2 | wscc listing | 2 | 2 |  | 1980-01-01
195 | 755 | Potrero 5 |  | Potrero GT5 | Pacific Gas & Electric Company | PG&E/IPP - Southern Energy | 26000 | 55000 | 29000 | #115 | gas | fo2 | wscc listing | 2 | 2 |  | 1980-01-01
196 | 756 | Potrero 6 |  | Potrero GT6 | Pacific Gas & Electric Company | PG&E/IPP - Southern Energy | 26000 | 53000 | 27000 | #115 | gas | fo2 | wscc listing | 2 | 2 |  | 1980-01-01
197 | 759 | Procter & Gamble CG 1 | duplicate of 802 |  | Sacramento Municipal Utility D |  | 58500 |  |  | #115 | gas |  |  | 2 |  |  | 1980-01-01
198 | 760 | Procter & Gamble Cogeneration | duplicate of 761 |  | Sacramento Municipal Utility D |  | 44000 |  |  | #115 | gas |  |  | 2 |  |  | 2001-04-01
199 | 761 | Procter & Gamble Peaking | qf | Procter & Gamble GTCG | Sacramento Municipal Utility D | Sacramento Muni Util Dist | 44000 | 44000 |  | #115 | gas | gas |  | 2 | 2 |  | 2001-04-01 | 2001-04-01
200 | 762 | PVUSA 1 |  | PVUSA | Pacific Gas & Electric Company | Sacramento Municipal Util Dist | 1000 | 900 | -100 | ###2 | solar | solar |  | 2 | 2 |  | 1980-01-01
201 | 768 | Red Bluff |  | Red Bluff GT | City of Red Bluff | NEO Corp | 50000 | 47000 | -3000 | #115 | gas | gas |  | 2 | 2 |  | 2001-08-30 | 2001-08-02 | -28
202 | 770 | Redding Power 1 |  | Redding Power ST1 | Redding CA, City of | Redding, City of | 28000 | 28000 |  | #115 | gas | gas |  | 2 | 2 |  | 1980-01-01
203 | 771 | Redding Power 2 |  | Redding Power GT2 | Redding CA, City of | Redding, City of | 27000 | 18000 | -9000 | #115 | gas | gas |  | 2 | 2 |  | 1980-01-01
204 | 772 | Redding Power 3 |  | Redding Power GT3 | Redding CA, City of | Redding, City of | 27000 | 24000 | -3000 | #115 | gas | gas |  | 2 | 2 |  | 1980-01-01
205 | 773 | Redding Power 4 |  | Redding Power GT4 | Redding CA, City of | Redding, City of | 18000 | 24000 | 6000 | #115 | gas | gas |  | 2 | 2 |  | 1980-01-01
206 | 774 | RHONE-POULENC-STAUFFER CHEM |  | Rhone-Poulenc |  | Rhodia | 2000 | 1300 | -700 | #115 | gas | gas |  | 2 | 2 |  | 1980-01-01
207 | 775 | RICHMOND REF COGEN | qf | Richmond GTCG1 | CHEVRON USA | Chevron USA | 49500 | 6300 | -43200 | #115 | gas | gas |  | 2 | 2 |  | 1980-01-01
208 | 775.1 |  | two units, qf | Richmond GTCG2 |  | Chevron USA |  | 6300 |  |  |  | gas |  |  | 2
209 | 776 | RIO BRAVO ROCKLIN |  | Rio Bravo Rocklin | CONSTELLATION ENERGY, CHRYSLER | Constellation Energy, Chrysler, Pitney | 24400 | 20300 | -4100 | ###7 | oth | wod |  | 2 | 2 |  | 1980-01-01
210 | 777 | RIPON COGEN | qf | Ripon Mill GTCG | Ripon Cogeneration, Inc | Ripon Cogeneration, Inc | 24750 | 47600 | 22850 | #115 | gas | gas |  | 2 | 2 |  | 1980-01-01
211 | 782 | Roseville 1 |  | Roseville GT1 | Northern California Power Agen | Northern Calif Power Agny | 25000 | 25000 |  | #132 | gas | gas |  | 2 | 2 |  | 1980-01-01
212 | 783 | Roseville 2 |  | Roseville GT2 | Northern California Power Agen | Northern Calif Power Agny | 25000 | 25000 |  | #132 | gas | gas |  | 2 | 2 |  | 1980-01-01
213 | 783.1 |  | cec listing, qf | Salinas River GTCG |  | Salinas River Cogeneration |  | 48000 |  |  |  | gas |  |  | 2
214 | 788 | SAN FRANCISCO REF | qf | SF Refinery GTCG1 |  | Tosco Refining | 24950 | 1600 | -23350 | #115 | gas | gas |  | 2 | 2 |  | 1980-01-01
215 | 788.1 |  | qf | SF Refinery GTCG2 |  | Tosco Refining |  | 1600 |  |  |  | gas |  |  | 2
216 | 788.2 |  | three units, qf | SF Refinery GTCG3 |  | Tosco Refining |  | 1600 |  |  |  | gas |  |  | 2
217 | 788.3 |  | cec renewable | San Francisco SE Digester Gas |  | City and County of San Francisco |  | 2360 |  |  |  | bio |  |  | 2 |  |  | 2001-11-01
218 | 792 | SAN JOAQUIN COGEN | qf | San Joaquin GTCG | SAN JOAQUIN COGEN LTD | El Paso Merchant Energy | 24950 | 46900 | 21950 | #115 | gas | gas |  | 2 | 2 |  | 1980-01-01
219 | 793 | SAN JOAQUIN POWER | qf | San Joaquin GTCG1 |  | JRW & Associates | 5375 | 1300 | -4075 | #115 | gas | gas |  | 2 | 2 |  | 1980-01-01
220 | 793.1 |  | qf | San Joaquin GTCG2 |  | JRW & Associates |  | 1300 |  |  |  | gas |  |  | 2
221 | 793.2 |  | qf | San Joaquin GTCG3 |  | JRW & Associates |  | 1300 |  |  |  | gas |  |  | 2
222 | 793.3 |  | qf | San Joaquin GTCG4 |  | JRW & Associates |  | 1300 |  |  |  | gas |  |  | 2
223 | 793.4 |  | qf | San Joaquin GTCG5 |  | JRW & Associates |  | 1300 |  |  |  | gas |  |  | 2
224 | 793.5 |  | qf | San Joaquin GTCG6 |  | JRW & Associates |  | 1300 |  |  |  | gas |  |  | 2
225 | 793.6 |  | qf | San Joaquin GTCG7 |  | JRW & Associates |  | 1300 |  |  |  | gas |  |  | 2
226 | 793.7 |  | eight units, qf | San Joaquin GTCG8 |  | JRW & Associates |  | 1300 |  |  |  | gas |  |  | 2
227 | 794 | SAN JOSE COGEN | qf | San Jose GTCG |  | San Jose Cogen | 3000 | 100 | -2900 | #115 | gas | gas |  | 2 | 2 |  | 1980-01-01
228 | 797 | SANTA CLARA | qf | Santa Clara GTCG | CSC | Jefferson Smurfit Container | 2900 | 21800 | 18900 | #115 | gas | gas |  | 2 | 2 |  | 1980-01-01
229 | 798 | Santa Clara Cogen 1 |  | Santa Clara GTCG1 | Santa Clara CA, City of | Santa Clara City of | 1500 | 2600 | 1100 | #115 | gas | gas |  | 2 | 2 |  | 1980-01-01
230 | 799 | Santa Clara Cogen 2 |  | Santa Clara GTCG2 | Santa Clara CA, City of | Santa Clara City of | 1500 | 2600 | 1100 | #115 | gas | gas |  | 2 | 2 |  | 1980-01-01
231 | 801 | Santa Fe Geothermal 1 |  | Calistoga Geothermal | Pacific Gas & Electric Company | Calpine | 80000 | 68000 | -12000 | ###4 | geo | geo |  | 2 | 2 |  | 1980-01-01
232 | 801.1 |  | cec listing, qf | Sargent Canyon GTCG |  | Sargent Canyon Cogeneration |  | 47800 |  |  |  | gas |  |  | 2
233 | 802 | SCA CC -- CCCT+CCST |  | SCA CCCG | Sacramento Municipal Utility D | Sacramento Cogeneration Authority | 78000 | 88900 | 10900 | #115 | gas | gas |  | 2 | 2 |  | 1980-01-01
234 | 813 | Sierra City MBL 1 |  | Sierra City IC | Pacific Gas & Electric Company | Pacific Gas & Electric | 0 | 335 | 335 | ##84 | fo2 | fo2 |  | 2 | 2 |  | 1980-01-01
235 | 816 | SIERRA PACIFIC IND BURNEY |  | SPI Burney | SIERRA PACIFIC INDUSTRIES | Sierra Pacific Industries | 10000 | 12600 | 2600 | ###7 | oth | wod |  | 2 | 2 |  | 1980-01-01
236 | 817 | SIERRA PACIFIC IND QUINCY |  | SPI Quincy | SIERRA PACIFIC INDUSTRIES | Sierra Pacific Industries | 10000 | 15300 | 5300 | ###7 | oth | wod |  | 2 | 2 |  | 1980-01-01
237 | 819 | SIERRA PACIFIC IND SUSANVILLE |  | SPI Susanville | SIERRA PACIFIC INDUSTRIES | Sierra Pacific Industries | 7170 | 7700 | 530 | ###7 | oth | wod |  | 2 | 2 |  | 1980-01-01
238 | 820 | SIERRA PACIFIC LINCOLN |  | SPI Lincoln | SIERRA PACIFIC INDUSTRIES | Sierra Pacific Industries | 3750 | 3100 | -650 | ###7 | oth | wod |  | 2 | 2 |  | 1980-01-01
239 | 825 | SMUD HQ 1 |  | SMUD HQ FC | Sacramento Municipal Utility D | Sacramento Muni Util Dist | 200 | 200 |  | #115 | gas | gas |  | 2 | 2 |  | 1980-01-01
240 | 826 | SMUD Solar 1 |  | Solar 1-2 | Sacramento Municipal Utility D | Sacramento Muni Util Dist | 1000 | 1900 | -100 | ###2 | solar | solar |  | 2 | 2 |  | 1980-01-01
241 | 827 | SMUD Solar 2 | above |  | Sacramento Municipal Utility D |  | 1000 |  |  | ###2 | solar |  |  | 2 |  |  | 1980-01-01
242 | 827.1 |  | cec listing | Solarport |  | SMUD |  | 100 |  |  |  | solar |  |  | 2
243 | 837 | SONOMA CALPINE GEYSER |  | Sonoma Geothermal | Calpine Corp | SMUD/Calpine | 72000 | 50300 | -21700 | ###4 | geo | geo |  | 2 | 2 |  | 1980-01-01
244 | 838 | Sonora GEN2 | duplicate of 839 |  | Sierra Pacific Industries Inc. |  | 7000 | 5000 | -2000 | ###7 | oth | wod |  | 2 | 2 |  | 2001-02-01 | 2001-02-16
245 | 841 | SPA CC -- CCCT+CCST |  | SPA CCCG | Sacramento Municipal Utility D | Sacramento Cogeneration Authority | 164000 | 111000 | -53000 | #115 | gas | gas |  | 2 | 2 |  | 1980-01-01
246 | 849 | SRI INTERNATIONAL | qf | SRI Int GTCG |  | International Power Technology | 3000 | 900 | -2100 | #115 | gas | gas |  | 2 | 2 |  | 1980-01-01
247 | 853 | STANISLAUS WASTE ENERGY |  | Stanislaus RRF | OGDEN MARTIN | Ogden Martin | 18000 | 15100 | -2900 | ###6 | lfg | bio |  | 2 | 2 |  | 1980-01-01
248 | 854 | STOCKTON COGEN CO | qf | Stockton CLCG | AIR PRODUCTS & CHEMICALS (MAIN | Air Products & Chemicals | 24950 | 41400 | 16450 | #115 | gas | coal | cec listing | 2 | 2 |  | 1980-01-01
249 | 862 | SUNNYVALE LANDFILL GAS |  | Sunnyvale Landfill | CITY OF SUNNYVALE PUBLIC WORKS | City of Sunnyvale Public Works Department | 1600 | 480 | -1120 | ###7 | oth | bio |  | 2 | 2 |  | 1980-01-01
250 | 863 | Sutter |  | Sutter CC | Calpine Corp | Calpine | 540000 | 530000 | -10000 | #115 | gas | gas |  | 2 | 2 |  | 2001-07-01 | 2001-07-02
251 | 863.1 |  | cec new listing | Tesoro Phase I GTCG |  | Tesoro |  | 19000 |  |  |  | gas |  |  | 2 |  |  | 2002-06-05
252 | 876 | TOSCO SFAR CARBON |  | SFAR Carbon GTCG | TOSCO | Tosco Refining | 13690 | 24200 | 10510 | #115 | gas | oth | wscc listing | 2 | 2 |  | 1980-01-01
253 | 885 | UC DAVIS - PLANT SERV |  | UC Davis GTCG |  | UC Davis | 1750 | 0 | -1750 | #115 | gas | gas |  | 2 | 2 |  | 1980-01-01
254 | 886 | ULTRAPOWER BLUE LAKE |  | Blue Lake | ULTRAPOWER RINCON | Ultrapower | 11400 | 11400 |  | ###7 | oth | wod |  | 2 | 2 |  | 1980-01-01
255 | 888 | UNITED COGEN | qf | United CCCG | United Airlines SFONU | United Airlines | 15000 | 29100 | 14100 | #115 | gas | gas |  | 2 | 2 |  | 1980-01-01
256 | 890 | UNIV SAN FRANCISCO | qf | USF GTCG |  | University of San Francisco | 750 | 0 | -750 | #115 | gas | gas |  | 2 | 2 |  | 1980-01-01
257 | 893 | Vaca-Dixon |  | Vaca-Dixon GT | CalPeak Power | CalPeak | 49500 | 49000 | -500 | #115 | gas | gas |  | 2 | 2 |  | 2002-06-01 | 2002-06-21
258 | 894 | Valero Cogen |  | Valero GTCG1 | Valero Oil | Valero Refining | 51000 | 51000 |  | #115 | gas | gas |  | 2 | 2 |  | 2002-10-18 | 2002-10-31
259 | 905 | WADHAM ENERGY LTD PART |  | Wadham | WADHAM ENERGY LIMITED PARTNERS | Wadham Energy | 26500 | 23600 | -2900 | ###7 | oth | bio |  | 2 | 2 |  | 1980-01-01
260 | 906 | Walnut 1 |  | Walnut GT1 | Turlock Irrigation District - | Turlock Irrigation Dist | 24000 | 25000 | 1000 | #115 | gas | gas |  | 2 | 2 |  | 1980-01-01
261 | 907 | Walnut 2 |  | Walnut GT2 | Turlock Irrigation District - | Turlock Irrigation Dist | 24000 | 25000 | 1000 | #115 | gas | gas |  | 2 | 2 |  | 1980-01-01
262 | 909 | Washington MBL 1 |  | Washington IC | Pacific Gas & Electric Company | Pacific Gas & Electric | 0 | 250 | 250 | ##84 | fo2 | fo2 |  | 2 | 2 |  | 1980-01-01
263 | 909.1 |  | cec renewable | Wheelabrator |  | Wheelabrator Shasta Energy Co |  | 6070 |  |  |  | wod |  |  | 2 |  |  | 2001-02-15
264 | 912 | WHEELABRATOR HUDSON NRG |  | Hudson | WHEELABRATOR | Wheelabrator | 3437.5 | 6000 | 2562.5 | ###7 | oth | wod |  | 2 | 2 |  | 1980-01-01
265 | 913 | WHEELABRATOR LASSEN | qf | Lassen (Shasta Mill) GTCG | Wheelabrator-Lassen | Wheelabrator | 21000 | 41200 | 20200 | ###7 | oth | gas | cec listing | 2 | 2 |  | 1980-01-01
266 | 914 | WHEELABRATOR MARTELL |  | Martell | WHEELABRATOR MARTELL INC | Wheelabrator | 9000 | 8200 | -800 | ###7 | oth | wod |  | 2 | 2 |  | 1980-01-01
267 | 915 | WHEELABRATOR SHASTA |  | Shasta 1 | WHEELABRATOR SHASTA ENERGY COM | Wheelabrator | 27450 | 16400 | -11050 | ###7 | oth | wod |  | 2 | 2 |  | 1980-01-01
268 | 915.1 |  |  | Shasta 2 |  | Wheelabrator |  | 16400 |  |  |  | wod |  |  | 2
269 | 915.2 |  | three units | Shasta 3 |  | Wheelabrator |  | 16400 |  |  |  | wod |  |  | 2
270 | 920 | WINEAGLE DEV 1 |  | Wineagle | WINEAGLE DEVELOPMENT, LP | Wineagle Development | 700 | 600 | -100 | ###4 | geo | geo |  | 2 | 2 |  | 1980-01-01
271 | 923 | Wolfskill | under construction |  | Calpine Corp |  | 45000 |  |  | #115 | gas |  |  | 2 |  |  | 2003-01-30
272 | 924 | Woodland 1 |  | Woodland CC1 | Modesto Irrigation District - | Modesto Irrigation Dist | 24000 | 49000 | 25000 | #115 | gas | gas |  | 2 | 2 |  | 1980-01-01
273 | 926 | WOODLAND BIOMASS |  | Woodland Biomass | THERMO ECOTEK | AES | 25000 | 22000 | -3000 | ###7 | oth | wod |  | 2 | 2 |  | 1980-01-01
274 | 929 | YOLO COUNTY LANDFILL |  | MM Yolo | YOLO COUNTY | MM Yolo Power LLC | 2400 | 2110 | -290 | ###7 | oth | bio |  | 2 | 2 |  | 1980-01-01
275 | 932 | Yuba City |  | Yuba City GT | Calpine Corp | Calpine | 45000 | 48700 | 3700 | #115 | gas | gas |  | 2 | 2 |  | 2002-07-15 | 2002-07-01
276 | 933 | YUBA CITY COGEN | qf | Yuba City GTCG | YUBA CITY COGEN | Yuba City Cogen | 24500 | 47900 | 23400 | #115 | gas | gas |  | 2 | 2 |  | 1980-01-01
277 | 377 | BORDEN CHEMICAL | standby/selfgen |  |  |  | 100 |  |  | #115 | gas |  |  | 2 |  |  | 1980-01-01
278 | 379 | BROOKSIDE HOSPITAL | standby/selfgen |  |  |  | 474.5 |  |  | #115 | gas |  |  | 2 |  |  | 1980-01-01
279 | 388 | CALIFORNIA CEDAR | standby/selfgen |  | CALIFORNIA CEDAR PRODUCTS |  | 425 |  |  | ###7 | oth |  |  | 2 |  |  | 1980-01-01
280 | 389 | CALIFORNIA MEDICAL | standby/selfgen |  |  |  | 750 |  |  | #115 | gas |  |  | 2 |  |  | 1980-01-01
281 | 422 | COLDWATER CREEK | retired |  | CCPA (CSC 10%, MID 40%, SMUD 5 |  | 123600 |  |  | ###4 | geo |  |  | 2 |  |  | 1980-01-01
282 | 432 | CONTINENTAL CAN WHITE CAP | standby/selfgen |  | PG&E |  | 600 |  |  | #115 | gas |  |  | 2 |  |  | 1980-01-01
283 | 436 | CORN PRODUCTS | standby/selfgen |  |  |  | 1425 |  |  | #115 | gas |  |  | 2 |  |  | 1980-01-01
284 | 437 | COUNTY OF SONOMA |  | Sonoma County Landfill | SONOMA COUNTY | County of Sonoma | 6400 | 4480 | -1920 | ###7 | oth | bio |  | 2 | 2 |  | 1980-01-01
285 | 443 | CSU HUMBOLDT | standby/selfgen |  |  |  | 175 |  |  | #115 | gas |  |  | 2 |  |  | 1980-01-01
286 | 512 | GEORGIA PACIFIC MARTELL | standby/selfgen |  | WHEELABRATOR |  | 9000 |  |  | ###7 | oth |  |  | 2 |  |  | 1980-01-01
287 | 514 | Geothermal 1 | duplicate of 837 |  | Sacramento Municipal Utility D |  | 62000 |  |  | ###4 | geo |  |  | 2 |  |  | 1980-01-01
288 | 589 | HUMBOLDT PULP MILL | standby/selfgen |  |  |  | 13950 |  |  | ###7 | oth |  |  | 2 |  |  | 1980-01-01
289 | 611 | Kaiser FC 1 | retired |  | Sacramento Municipal Utility D |  | 200 |  |  | #115 | gas |  |  | 2 |  |  | 1980-01-01
290 | 686 | MULE CRK STATE PRISON | standby/selfgen |  | MULE CREEK STATE PRISON |  | 1500 |  |  | #115 | gas |  |  | 2 |  |  | 1980-01-01
291 | 688 | NAPA STATE HOSP | standby/selfgen |  |  |  | 665 |  |  | #115 | gas |  |  | 2 |  |  | 1980-01-01
292 | 692 | Neutrogena Solar Plant |  | Neutrogena Solar Plant | Neutrogena | Neutrogena Corp | 200 | 200 |  | ###2 | solar | solar |  | 2 | 3 | located in Los Angeles | 2001-07-15 | 2001-07-15
293 | 708 | OGDEN PAC PWR SANTA CLARA |  | Santa Clara Landfill | CITY OF SANTA CLARA | Ogden Pacific Power | 1400 | 1200 | -200 | ###7 | oth | bio |  | 2 | 2 |  | 1980-01-01
294 | 725 | PALO ALTO LANDFILL | standby/selfgen |  | CITY OF PLAO ALTO |  | 1000 |  |  | ###7 | oth |  |  | 2 |  |  | 1980-01-01
295 | 730 | Petitt Industrial Park | duplicate of 1078 |  | California NEO |  | 49000 |  |  | #115 | gas |  |  | 2 |  |  | 2001-06-01 | 2001-06-14
296 | 750 | Portola 1 |  | Portola IC1 | Sierra Pacific Power Company | Sierra Pacific Power | 2000 | 1800 | -200 | ##84 | fo2 | fo2 |  | 2 | 12 | calif plant on nevada side of tmn path | 1980-01-01
297 | 751 | Portola 2 |  | Portola IC2 | Sierra Pacific Power Company | Sierra Pacific Power | 2000 | 1800 | -200 | ##84 | fo2 | fo2 |  | 2 | 12 | calif plant on nevada side of tmn path | 1980-01-01
298 | 752 | Portola 3 |  | Portola IC3 | Sierra Pacific Power Company | Sierra Pacific Power | 2000 | 1800 | -200 | ##84 | fo2 | fo2 |  | 2 | 12 | calif plant on nevada side of tmn path | 1980-01-01
299 | 769 | REDDING | standby/selfgen |  | CITY OF REDDING |  | 14000 |  |  | #115 | gas |  |  | 2 |  |  | 1980-01-01
300 | 778 | Riverview | under construction |  | Calpine Corp |  | 45000 |  |  | #115 | gas |  |  | 2 |  |  | 2003-06-01
301 | 795 | SAN JOSE CONVENTION CTR | standby/selfgen |  |  |  | 750 |  |  | #115 | gas |  |  | 2 |  |  | 1980-01-01
302 | 800 | SANTA CRUZ COGEN | standby/selfgen |  |  |  | 1317.5 |  |  | #115 | gas |  |  | 2 |  |  | 1980-01-01
303 | 803 | SCA CTIC | duplicate of 761 |  | Sacramento Municipal Utility D |  | 37900 |  |  | #115 | gas |  |  | 2 |  |  | 2001-04-01
304 | 815 | SIERRA PACIFIC IND ANDERSON | standby/selfgen |  | SIERRA PACIFIC INDUSTRIES |  | 500 |  |  | ###7 | oth |  |  | 2 |  |  | 1980-01-01
305 | 818 | SIERRA PACIFIC IND SONORA | standby/selfgen |  | SIERRA PACIFIC INDUSTRIES |  | 1500 |  |  | ###7 | oth |  |  | 2 |  |  | 1980-01-01
306 | 833 | SOLANO COUNTY GOV CTR | standby/selfgen |  |  |  | 725 |  |  | #115 | gas |  |  | 2 |  |  | 1980-01-01
307 | 839 | Sonora Wood Plant |  | Sonora | Sierra Pacific Industries | Sierra Pacific Ind | 7000 |  |  | ###7 | oth |  |  | 2 |  |  | 2001-02-01
308 | 845 | SPI 1 |  | SPI Loyalton | Sierra Pacific Power Company | Sierra Pacific Industries | 5000 | 14900 | 9900 | ###7 | oth | wod |  | 2 | 12 | east side of tmn path | 1980-01-01
309 | 855 | STOCKTON WWTP | standby/selfgen |  |  |  | 675 |  |  | #115 | gas |  |  | 2 |  |  | 1980-01-01
310 | 861 | SUMMIT MED COGEN | standby/selfgen |  |  |  | 1430 |  |  | #115 | gas |  |  | 2 |  |  | 1980-01-01
311 | 867 | THERMAL ENERGY DEV CORP |  | Tracy Biomass | COMMUNITY ENERGY ALTERNATIVES, | Community Energy Alternatives | 21000 | 18900 | -2100 | ###7 | oth | wod |  | 2 | 2 |  | 1980-01-01
312 | 925 | Woodland 2 | under construction |  | Modesto Irrigation |  | 80000 |  |  | #115 | gas |  |  | 2 |  |  | 2003-05-01
313 | 931 | YOUNTVILLE COGEN | standby/selfgen |  |  |  | 1500 |  |  | #115 | gas |  |  | 2 |  |  | 1980-01-01
314 | 934 | YUBA CITY WWTP | standby/selfgen |  |  |  | 70 |  |  | ###7 | oth |  |  | 2 |  |  | 1980-01-01
315 | 364 | ALTAMONT MIDWAY LTD |  | Windparks - Altamont Pass |  | various | 12500 | 694840 | 137590 | ##31 | wind | wind |  | 2 | 2 |  | 1980-01-01
316 | 543 | Green Ridge PWR 10MW |  |  |  |  | 10000 |  |  | ##31 | wind |  |  | 2 |  |  | 1980-01-01
317 | 544 | Green Ridge PWR 10MW-A |  |  |  |  | 43100 |  |  | ##31 | wind |  |  | 2 |  |  | 1980-01-01
318 | 545 | Green Ridge PWR 10MW-B |  |  |  |  | 30000 |  |  | ##31 | wind |  |  | 2 |  |  | 1980-01-01
319 | 546 | Green Ridge PWR 10MW-C |  |  |  |  | 11900 |  |  | ##31 | wind |  |  | 2 |  |  | 1980-01-01
320 | 547 | Green Ridge PWR 10MW-D |  |  |  |  | 15000 |  |  | ##31 | wind |  |  | 2 |  |  | 1980-01-01
321 | 548 | Green Ridge PWR 110MW |  |  |  |  | 110000 |  |  | ##31 | wind |  |  | 2 |  |  | 1980-01-01
322 | 549 | Green Ridge PWR 238 MW |  |  |  |  | 23800 |  |  | ##31 | wind |  |  | 2 |  |  | 1980-01-01
323 | 550 | Green Ridge PWR 30 MW |  |  | US WINDPOWER, INC |  | 30000 |  |  | ##31 | wind |  |  | 2 |  |  | 1980-01-01
324 | 551 | Green Ridge PWR 59 MW |  |  |  |  | 5900 |  |  | ##31 | wind |  |  | 2 |  |  | 1980-01-01
325 | 552 | Green Ridge PWR 70 MW |  |  | WINDPOWER PARTNERS 1989, LP |  | 72000 |  |  | ##31 | wind |  |  | 2 |  |  | 1980-01-01
326 | 553 | Green Ridge PWR 70 MW-A |  |  |  |  | 20000 |  |  | ##31 | wind |  |  | 2 |  |  | 1980-01-01
327 | 554 | Green Ridge PWR 70 MW-B |  |  |  |  | 18500 |  |  | ##31 | wind |  |  | 2 |  |  | 1980-01-01
328 | 555 | Green Ridge PWR 70 MW-C |  |  |  |  | 30000 |  |  | ##31 | wind |  |  | 2 |  |  | 1980-01-01
329 | 556 | Green Ridge PWR 70 MW-D |  |  |  |  | 1500 |  |  | ##31 | wind |  |  | 2 |  |  | 1980-01-01
330 | 702 | NORTHWIND NRG |  |  |  |  | 15500 |  |  | ##31 | wind |  |  | 2 |  |  | 1980-01-01
331 | 728 | PATTERSON PASS WIND LLC |  |  | FORAS ENERGY |  | 22000 |  |  | ##31 | wind |  |  | 2 |  |  | 1980-01-01
332 | 877 | TRES VAQUEROS WINDFARM |  |  |  |  | 28000 |  |  | ##31 | wind |  |  | 2 |  |  | 1980-01-01
333 | 919 | WINDDRIVEN INC |  |  |  |  | 37550 |  |  | ##31 | wind |  |  | 2 |  |  | 1980-01-01
334 | 935 | ZOND WINDSYST SERI |  |  | PG&E |  | 20000 |  |  | ##31 | wind |  |  | 2 |  |  | 1980-01-01
335 | 602 | INTERNATIONAL TURB RES I |  | Windparks - Pacheco Pass |  | various | 16000 | 16000 |  | ##31 | wind | wind |  | 2 | 2 |  | 1980-01-01
336 | 834 | Solano Expansion Phase I |  | Windparks - Solano County | Sacramento Municipal Utility D | various | 10000 | 66800 | 16800 | ##31 | wind | wind |  | 2 | 2 |  | 2003-09-30 | 2003-03-01 | -213
337 | 835 | Solano Expansion Phase II |  |  | Sacramento Municipal Utility D |  | 35000 |  |  | ##31 | wind |  |  | 2 |  |  | 2006-12-31
338 | 836 | Solano Wind 1 |  |  | Sacramento Municipal Utility D |  | 5000 |  |  | ##31 | wind |  |  | 2 |  |  | 1980-01-01
339 | 836.1 |  |  | Solano Wind Project - Phase I |  | SMUD |  | 9200 |  |  |  | wind |  |  | 2 |  |  | 2003-03-01
340 | 836.2 |  |  | High Winds Phase 1 |  | FPL/High Winds |  | 70000 |  |  |  | wind |  |  | 2 |  |  | 2003-05-31
341 | 836.3 |  |  | High Winds Phase 2 |  | FPL/High Winds |  | 80000 |  |  |  | wind |  |  | 2 |  |  | 2003-05-31
342
343 | 936 | 939 COAST MGMT | standby/selfgen |  | ONSITE ENERGY |  | 115 |  |  | #122 | gas |  |  | 3 |  |  | 1980-01-01
344 | 937 | ACE Cogen 1 | qf | ACE CLCG | Southern California Edison Com | ACE Cogeneration | 48000 | 88500 | 40500 | ##63 | coal | coal |  | 3 | 3 |  | 1980-01-01
345 | 938 | AES Placerita 1 | qf | AES Placerita CCCG | Southern California Edison Com | Applied Energy Service | 50000 | 108300 | 58300 | #122 | gas | gas |  | 3 | 3 |  | 1980-01-01
346 | 939 | AL RESOURCES COALINGA | qf | Coalinga CF GTCG1 | AERA | Aera Energy | 4250 | 1100 | -3150 | #122 | gas | gas |  | 3 | 3 |  | 1980-01-01
347 | 939.1 |  | two units, qf | Coalinga CF GTCG2 |  | Aera Energy |  | 1100 |  |  |  | gas |  |  | 3
348 | 940 | Alamitos 1 |  | AES Alamitos ST1 | Southern California Edison Com | SCE/IPP - AES | 175000 | 171000 | -4000 | #122 | gas | gas |  | 3 | 3 |  | 1980-01-01
349 | 941 | Alamitos 2 |  | AES Alamitos ST2 | Southern California Edison Com | SCE/IPP - AES | 175000 | 177000 | 2000 | #122 | gas | gas |  | 3 | 3 |  | 1980-01-01
350 | 942 | Alamitos 3 |  | AES Alamitos ST3 | Southern California Edison Com | SCE/IPP - AES | 320000 | 322000 | 2000 | #122 | gas | gas |  | 3 | 3 |  | 1980-01-01
351 | 943 | Alamitos 4 |  | AES Alamitos ST4 | Southern California Edison Com | SCE/IPP - AES | 320000 | 320000 |  | #122 | gas | gas |  | 3 | 3 |  | 1980-01-01
352 | 944 | Alamitos 5 |  | AES Alamitos ST5 | Southern California Edison Com | SCE/IPP - AES | 480000 | 482000 | 2000 | #122 | gas | gas |  | 3 | 3 |  | 1980-01-01
353 | 945 | Alamitos 6 |  | AES Alamitos ST6 | Southern California Edison Com | SCE/IPP - AES | 480000 | 481000 | 1000 | #122 | gas | gas |  | 3 | 3 |  | 1980-01-01
354 | 946 | Alamitos 7 |  | AES Alamitos GT7 | Southern California Edison Com | SCE/IPP - AES | 147000 | 134000 | -13000 | #139 | gas | gas |  | 3 | 3 |  | 1980-01-01
355 | 948 | ALISO WATER MGMT | standby/selfgen |  | ALISO WATER MANAGEMENT AGENCY |  | 1200 |  |  | ###7 | oth |  |  | 3 |  |  | 1980-01-01
356 | 949 | ALL METALS ORANGE CTY | standby/selfgen |  |  |  | 87.5 |  |  | #122 | gas |  |  | 3 |  |  | 1980-01-01
357 | 950 | Alliance Century |  | Century GT | Alliance Colton LLC | Alliance Colton LLC | 40000 | 40000 |  | #122 | gas | gas |  | 3 | 3 |  | 2001-08-01 | 2001-09-15 | 45
358 | 951 | Alliance Drews |  | Drews GT | Alliance Colton LLC | Alliance Colton LLC | 40000 | 40000 |  | #122 | gas | gas |  | 3 | 3 |  | 2001-08-15 | 2001-08-15
359 | 952 | ALLIANT FOOD SERV | standby/selfgen |  | KRAFT FOOD SERVICES |  | 145 |  |  | #122 | gas |  |  | 3 |  |  | 1980-01-01
360 | 954 | Alta Power 1 |  | Alta Power Gen ST1 | Reliant Energy | SCE/IPP - Reliant | 65000 | 63000 | -2000 | #122 | gas | gas |  | 3 | 3 |  | 1980-01-01
361 | 955 | Alta Power 2 |  | Alta Power Gen ST2 | Reliant Energy | SCE/IPP - Reliant | 81000 | 82000 | 1000 | #122 | gas | gas |  | 3 | 3 |  | 1980-01-01
362 | 956 | Alta Power 3 CC -- 3A/3B/3C |  | Alta Power Gen CC3 | Reliant Energy | SCE/IPP - Reliant | 256000 | 245000 | -11000 | #122 | gas | gas |  | 3 | 3 |  | 1980-01-01
363 | 957 | Alta Power 4 CC -- 4A/4B/4/C |  | Alta Power Gen CC4 | Reliant Energy | SCE/IPP - Reliant | 256000 | 245000 | -11000 | #122 | gas | gas |  | 3 | 3 |  | 1980-01-01
364 | 960 | AMER CORNERSTONE HOLIDAY INN | standby/selfgen |  | INTEGRATED TOTAL EGY |  | 75 |  |  | #122 | gas |  |  | 3 |  |  | 1980-01-01
365 | 960.1 |  |  | American McGaw CCCG |  | American McGaw |  | 6500 |  |  |  | gas |  |  | 3
366 | 961 | AMERICAN MCGAW#2 | qf | B Braun Medical GTCG | AMERICAN MC GAW | American McGaw | 3050 | 0 | -3050 | #122 | gas | gas |  | 3 | 3 |  | 1980-01-01
367 | 962 | Anaheim GT 1 |  | Anaheim GT | Anaheim CA, City of | City of Anaheim | 48000 | 47000 | -1000 | #122 | gas | gas |  | 3 | 3 |  | 1980-01-01
368 | 963 | ANDERSON LITOGRAPH | qf | Anderson Lithograph CCCG |  | Anderson Litograph | 2500 | 3800 | 1300 | #122 | gas | gas |  | 3 | 3 |  | 1980-01-01
369 | 964 | ARCO CQC KILN | qf | Wilmington Calciner CKCG | ARCO PRODUCTS CO | ARCO Products | 17000 | 29400 | 12400 | ##63 | coal | coke | cec listing | 3 | 3 |  | 1980-01-01
370 | 965 | ARCO O&G FEE-A | qf | ARCO Fee A GTCG1 | ARCO | ARCO | 3725 | 3300 | -425 | #122 | gas | gas |  | 3 | 3 |  | 1980-01-01
371 | 965.1 |  | qf | ARCO Fee A GTCG2 |  | ARCO |  | 3300 |  |  |  | gas |  |  | 3
372 | 966 | ARCO O&G FEE-B | qf | ARCO Fee B GCGT | ARCO | ARCO | 1862.5 | 3400 | 1537.5 | #122 | gas | gas |  | 3 | 3 |  | 1980-01-01
373 | 967 | ARCO O&G FEE-C | qf | ARCO Fee C GTCG1 | ARCO | ARCO | 3725 | 3300 | -425 | #122 | gas | gas |  | 3 | 3 |  | 1980-01-01
374 | 967.1 |  | qf | ARCO Fee C GTCG2 |  | ARCO |  | 3300 |  |  |  | gas |  |  | 3
375 | 968 | ARCO O&G OXFORD | qf | ARCO Oxford GTCG | ARCO | ARCO | 2600 | 5000 | 2400 | #122 | gas | gas |  | 3 | 3 |  | 1980-01-01
376 | 969 | ARCO PETRO PRODUCTS |  | ARCO Products Co GT1 | ACRO PETROLEUM PRODUCTS | ARCO Petroleum Products | 4000 | 0 | -4000 | ###7 | oth | oth |  | 3 | 3 |  | 1980-01-01
377 | 969.1 |  |  | ARCO Products Co GT2 |  | ARCO Petroleum Products |  | 0 |  |  |  | oth |  |  | 3
378 | 970 | ARGUS | qf | Argus CLCG1 | NORTH AMERICAN CHEMICAL CO | IMC Chemicals | 31250 | 10600 | -20650 | ##63 | coal | coal |  | 3 | 3 |  | 1980-01-01
379 | 970.1 |  | two units, qf | Argus CLCG2 |  | IMC Chemicals |  | 10600 |  |  |  | coal |  |  | 3
380 | 971 | AUBERRY ENERGY |  | Auberry Energy | AUBERRY ENERGY INC | Auberry Energy | 3750 | 5250 | 1500 | ###7 | oth | wod |  | 3 | 3 |  | 1980-01-01
381 | 973 | BADGER CREEK LTD | qf | Badger Creek GTCG | BADGER CREEK LIMITED | El Paso Merchant Energy | 24047 | 45200 | 21153 | #122 | gas | gas |  | 3 | 3 |  | 1980-01-01
382 | 973.1 |  | cec renewable | Badlands |  | Riverside County Waste Resources |  | 1800 |  |  |  | bio |  |  | 3 |  |  | 2001-02-15
383 | 978 | BEAR MTN LTD | qf | Bear Mountain GTCG | BEAR MOUNTAIN LIMITED | El Paso Merchant Energy | 24047 | 47900 | 23853 | #122 | gas | gas |  | 3 | 3 |  | 1980-01-01
384 | 981 | BERRY COGEN MIDWAY SUNSET | qf | Berry GTCG | Berry Petroleum Co | Berry Petroleum | 19000 | 37100 | 18100 | #122 | gas | gas |  | 3 | 3 |  | 1980-01-01
385 | 982 | BERRY PETRO CO | qf | Monarch GTCG1 |  | Monarch Cogeneration | 8500 | 7900 | -600 | #122 | gas | gas |  | 3 | 3 |  | 1980-01-01
386 | 982.1 |  | two units, qf | Monarch GTCG2 |  | Monarch Cogeneration |  | 7900 |  |  |  | gas |  |  | 3
387 | 1001 | Biogas 5 | individually named |  | San Diego Gas & Electric Compa |  | 0 |  |  | ###7 | oth |  |  | 3 |  |  | 1980-01-01
388 | 1002 | BIOGEN POWER I |  | Biogen Power | BIOGEN POWER COMPANY | Biogen Power | 16000 | 11200 | -4800 | ###7 | oth | oth |  | 3 | 3 |  | 1980-01-01
389 | 1003 | BIOLA UNIV | standby/selfgen |  | BIOLA UNIVERSITY |  | 562 |  |  | #122 | gas |  |  | 3 |  |  | 1980-01-01
390 | 1018 | BIXBY KNOLLS TOWERS | standby/selfgen |  |  |  | 62 |  |  | #122 | gas |  |  | 3 |  |  | 1980-01-01
391 | 1019 | Blythe |  | Blythe CC | FPL Energy | FPL Energy | 517000 | 520000 | 3000 | #122 | gas | gas |  | 3 | 3 |  | 2003-04-01 | 2003-03-15
392 | 1020 | Border |  | Border GT | CalPeak Power | CalPeak | 49500 | 49000 | -500 | #122 | gas | gas |  | 3 | 3 |  | 2001-10-26 | 2001-10-26
393 | 1024 | BORON #1 | qf | US Borax GTCG | US BORAX AND CHEMICAL CO | US Borax and Chemical | 22500 | 29300 | 6800 | #122 | gas | gas |  | 3 | 3 |  | 1980-01-01
394 | 1025 | Brawley 1 |  | Brawley GT1 | Imperial Irrigation District - | Imperial Irrigation Dist | 11000 | 11000 |  | ##84 | fo2 | fo2 |  | 3 | 3 |  | 1980-01-01
395 | 1026 | Brawley 2 |  | Brawley GT2 | Imperial Irrigation District - | Imperial Irrigation Dist | 11000 | 11000 |  | ##84 | fo2 | fo2 |  | 3 | 3 |  | 1980-01-01
396 | 1027 | Broadway 1 |  | Broadway ST1 | Pasadena CA, City of | Pasadena City of | 42000 | 33000 | -9000 | #122 | gas | gas |  | 3 | 3 |  | 1980-01-01
397 | 1028 | Broadway 2 |  | Broadway ST2 | Pasadena CA, City of | Pasadena City of | 42000 | 40000 | -2000 | #122 | gas | gas |  | 3 | 3 |  | 1980-01-01
398 | 1029 | Broadway 3 |  | Broadway ST3 | Pasadena CA, City of | Pasadena City of | 66000 | 65000 | -1000 | #122 | gas | gas |  | 3 | 3 |  | 1980-01-01
399 | 1030 | Burbank CC -- Olive4+Magnolia2 |  | Burbank CC (OL4 + MG2) | Burbank Public Service Departm | Burbank Public Service | 41000 | 41000 |  | #122 | gas | gas |  | 3 | 3 |  | 1980-01-01
400 | 1032 | CAL POLY UNIV POMONA | standby/selfgen |  | CAL POLY - POMONA |  | 57.5 |  |  | #122 | gas |  |  | 3 |  |  | 1980-01-01
401 | 1033 | CAL RES N MIDWAY SUNSET | qf | North Midway GTCG3 | AERA | Aera Energy | 2125 | 2700 | 575 | #122 | gas | gas |  | 3 | 3 |  | 1980-01-01
402 | 1034 | CAL TECH | standby/selfgen |  | CALIFORNIA INSTITUTE OF TECHNO |  | 2100 |  |  | #122 | gas |  |  | 3 |  |  | 1980-01-01
403 | 1035 | CalTech #GEN3-5 | standby/selfgen |  | California Inst Technology |  | 2600 |  |  | #122 | gas |  |  | 3 |  |  | 2000-01-01
404 | 1038 | CAMARRILLO NUG | qf | Camarillo CCCG | Energy Initiatives, Inc | Energy Initiatives | 14020 | 26900 | 12880 | #122 | gas | gas |  | 3 | 3 |  | 1980-01-01
405 | 1038.1 |  | two units, qf | Carson CCCG |  | Carson Cogeneration |  | 49100 |  |  |  | gas |  |  | 3
406 | 1066 | CBS STUDIOS | standby/selfgen |  |  |  | 700 |  |  | #122 | gas |  |  | 3 |  |  | 1980-01-01
407 | 1067 | CE Turbo |  | CE Turbo | CalEnergy | CE Turbo LLC | 10000 | 10890 | 890 | ###4 | geo | geo |  | 3 | 3 |  | 2000-06-01 | 2000-09-01 | 92
408 | 1068 | CERRITOS COLLEGE | standby/selfgen |  | CERRITOS COLLEGE |  | 75 |  |  | #122 | gas |  |  | 3 |  |  | 1980-01-01
409 | 1069 | CES NRG ALBERHILL | standby/selfgen |  | CES ALBERHILL, LTD |  | 280 |  |  | #122 | gas |  |  | 3 |  |  | 1980-01-01
410 | 1070 | CES NRG CORONA PAC CLAY | standby/selfgen |  | PACIFIC CLAY PRODUCTS |  | 300 |  |  | #122 | gas |  |  | 3 |  |  | 1980-01-01
411 | 1071 | CHALK CLIFF COGEN | qf | Chalk Cliff GTCG | CHALK CLIFF COGEN | El Paso Merchant Energy | 24047 | 47300 | 23253 | #122 | gas | gas |  | 3 | 3 |  | 1980-01-01
412 | 1072 | CHEVRON KERN RIV EASTRIDGE | qf | Kern River Eastridge GTCG1 | CHEVRON USA | Chevron USA | 22000 | 17400 | -4600 | #122 | gas | gas |  | 3 | 3 |  | 1980-01-01
413 | 1072.1 |  | two units, qf | Kern River Eastridge GTCG2 |  | Chevron USA |  | 17400 |  |  |  | gas |  |  | 3
414 | 1073 | CHEVRON TAFT-CADET | qf | Taft 26C GTCG1 | CHEVRON USA | Chevron USA | 5000 | 1200 | -3800 | #122 | gas | gas |  | 3 | 3 |  | 1980-01-01
415 | 1073.1 |  | qf | Taft 26C GTCG2 |  | Chevron USA |  | 800 |  |  |  | gas |  |  | 3
416 | 1073.2 |  | qf | Taft 26C GTCG3 |  | Chevron USA |  | 1200 |  |  |  | gas |  |  | 3
417 | 1073.3 |  | four units, qf | Taft 26C GTCG4 |  | Chevron USA |  | 800 |  |  |  | gas |  |  | 3
418 | 1074 | CHILDRENS HOSPITAL | standby/selfgen |  | CHILDREN'S HOSPITAL & HEALTH C |  | 525 |  |  | #122 | gas |  |  | 3 |  |  | 1980-01-01
419 | 1075 | CHINO BASIN MUNI WTR DIST | standby/selfgen |  |  |  | 580 |  |  | ###7 | oth |  |  | 3 |  |  | 1980-01-01
420 | 1076 | CHINO NUG | qf | Chino CCCG | Energy Initiatives, Inc | Energy Initiatives | 13800 | 25300 | 11500 | #122 | gas | gas |  | 3 | 3 |  | 1980-01-01
421 | 1077 | CHIQUITA WATER RECLAM | standby/selfgen |  | SANTA MARGARITA WATER DISTRICT |  | 270 |  |  | ###7 | oth |  |  | 3 |  |  | 1980-01-01
422 | 1078 | Chowchilla II Power Plant (Petitt Industrial) |  | Chowchilla II GT | California NEO (NRG Energy, In | NEO Corp | 49000 | 49000 |  | #122 | gas | gas |  | 3 | 2 | Madera county, north of Path 15, see CEC proposed resources | 2001-06-01
423 | 1079 | CHULA VISTA COGEN | qf | Chula Vista CCCG | ROHR INCORPORATED | Rohr | 4500 | 6800 | 2300 | #122 | gas | gas |  | 3 | 3 |  | 1980-01-01
424 | 1081 | CLAREMONT TENNIS CLUB | standby/selfgen |  | CLAREMON TENNIS CLUB |  | 100 |  |  | #122 | gas |  |  | 3 |  |  | 1980-01-01
425 | 1082 | CO SAN DIST#32 LA CO VALENCIA | standby/selfgen |  | LA COUNTY SANITATION DISTRIC |  | 500 |  |  | ###7 | oth |  |  | 3 |  |  | 1980-01-01
426 | 1083 | Coachella 1 |  | Coachella ST1 | Imperial Irrigation District - | Imperial Irrigation Dist | 20000 | 20000 |  | #122 | gas | fo2 | wscc listing | 3 | 3 |  | 1980-01-01
427 | 1084 | Coachella 2 |  | Coachella ST2 | Imperial Irrigation District - | Imperial Irrigation Dist | 20000 | 20000 |  | #122 | gas | fo2 | wscc listing | 3 | 3 |  | 1980-01-01
428 | 1085 | Coachella 3 |  | Coachella ST3 | Imperial Irrigation District - | Imperial Irrigation Dist | 20000 | 20000 |  | #122 | gas | fo2 | wscc listing | 3 | 3 |  | 1980-01-01
429 | 1086 | Coachella 4 |  | Coachella ST4 | Imperial Irrigation District - | Imperial Irrigation Dist | 20000 | 20000 |  | #122 | gas | fo2 | wscc listing | 3 | 3 |  | 1980-01-01
430 | 1087 | COALINGA 6C-25D | qf | Coalinga 25D GTCG1 | CHEVRON USA | Chevron USA | 8250 | 1400 | -6850 | #122 | gas | gas |  | 3 | 3 |  | 1980-01-01
431 | 1087.1 |  | qf | Coalinga 25D GTCG2 |  | Chevron USA |  | 1400 |  |  |  | gas |  |  | 3
432 | 1087.2 |  | qf | Coalinga 25D GTCG3 |  | Chevron USA |  | 1400 |  |  |  | gas |  |  | 3
433 | 1087.3 |  | qf | Coalinga 25D GTCG4 |  | Chevron USA |  | 1400 |  |  |  | gas |  |  | 3
434 | 1087.4 |  | qf | Coalinga 6C GTCG1 |  | Chevron USA |  | 1400 |  |  |  | gas |  |  | 3
435 | 1087.5 |  | six units, qf | Coalinga 6C GTCG2 |  | Chevron USA |  | 1400 |  |  |  | gas |  |  | 3
436 | 1088 | COALINGA COGEN | qf | Coalinga GTCG | COALINGA COGENERATION | Coalinga Cogeneration | 20500 | 39800 | 19300 | #122 | gas | gas |  | 3 | 3 |  | 1980-01-01
437 | 1089 | COGENIC ERNE SANITARIUM | standby/selfgen |  | ST ERNE SANITARIUM |  | 50 |  |  | #122 | gas |  |  | 3 |  |  | 1980-01-01
438 | 1090 | COLDGEN SUNLAW COGEN#1 | qf | Federal CCCG | SUNLAW ENERGY CORP/COGEN PARTN | Sunlaw Energy | 28000 | 39400 | 11400 | #122 | gas | gas |  | 3 | 3 |  | 1980-01-01
439 | 1091 | COLDGEN SUNLAW COGEN#2 | qf | Growers CCCG | SUNLAW ENERGY CORP/COGEN PARTN | Sunlaw Energy | 28000 | 39400 | 11400 | #122 | gas | gas |  | 3 | 3 |  | 1980-01-01
440 | 1092 | COLMAC |  | Mecca | COLMAC ENERGY | Colmac Energy | 49900 | 43700 | -6200 | ###7 | oth | wod |  | 3 | 3 |  | 1980-01-01
441 | 1093 | COMMERCE REFUSE-TO-NRG |  | Commerce RTE | COMMERCE REFUSE TO ENERGY | Commerce Refuse To Energy | 12000 | 10700 | -1300 | ###7 | oth | bio |  | 3 | 3 |  | 1980-01-01
442 | 1098 | CORONA NRG PARTNERS | qf | Corona GTCG | CORONA ENERGY PARTNERS | Corona Energy Partners | 21000 | 36600 | 15600 | #122 | gas | gas |  | 3 | 3 |  | 1980-01-01
443 | 1099 | COSO ENERGY DEV 4-6 CAL |  | COSO 4 Pwr Dvlprs | CAITHNESS ENERGY LLC | Coso Power Developers | 84000 | 25200 | -58800 | ###4 | geo | geo |  | 3 | 3 |  | 1980-01-01
444 | 1099.1 |  |  | COSO 5 Pwr Dvlprs |  | Coso Power Developers |  | 25200 |  |  |  | geo |  |  | 3
445 | 1099.2 |  |  | COSO 6 Pwr Dvlprs |  | Coso Power Developers |  | 25200 |  |  |  | geo |  |  | 3
446 | 1100 | COSO ENERGY DEV 7-9 CAL |  | COSO 7 Enrgy Dvlprs | CAITHNESS ENERGY LLC | Coso Energy Developers | 76000 | 22600 | -53400 | ###4 | geo | geo |  | 3 | 3 |  | 1980-01-01
447 | 1100.1 |  |  | COSO 8 Enrgy Dvlprs |  | Coso Energy Developers |  | 22600 |  |  |  | geo |  |  | 3
448 | 1100.2 |  |  | COSO 9 Enrgy Dvlprs |  | Coso Energy Developers |  | 22600 |  |  |  | geo |  |  | 3
449 | 1100.3 | COSO FINANCE PARTNERS 1- 3 |  | COSO 1 Fin Prtnrs | CAITHNESS ENERGY LLC | Coso Financial Partners | 80000 | 24400 | -55600 | ###4 | geo | geo |  | 3 | 3 |  | 1980-01-01
450 | 1100.4 |  |  | COSO 2 Fin Prtnrs |  | Coso Financial Partners |  | 24400 |  |  |  | geo |  |  | 3
451 | 1100.5 |  |  | COSO 3 Fin Prtnrs |  | Coso Financial Partners |  | 24300 |  |  |  | geo |  |  | 3
452 | 1102 | COTIJA CHEESE | standby/selfgen |  |  |  | 60 |  |  | #122 | gas |  |  | 3 |  |  | 1980-01-01
453 | 1105 | COYOTE CANYON GAS RECO |  | Coyote Canyon | ORANGE COUNTY IWMD | Orange County IWMD | 20000 | 17400 | -2600 | ###7 | oth | bio |  | 3 | 3 |  | 1980-01-01
454 | 1107 | CSC WEST CENTER COGEN | standby/selfgen |  | COMPUTER SCIENCE CORPORATION |  | 1750 |  |  | #122 | gas |  |  | 3 |  |  | 1980-01-01
455 | 1108 | CSU LONG BEACH POOL | standby/selfgen |  | CSU LONG BEACH |  | 100 |  |  | #122 | gas |  |  | 3 |  |  | 1980-01-01
456 | 1110 | CYMRIC 6Z-31 X-36W | qf | Cymric 31X GTCG1 | CHEVRON USA | Chevron USA | 10520 | 1700 | -8820 | #122 | gas | gas |  | 3 | 3 |  | 1980-01-01
457 | 1110.1 |  | qf | Cymric 31X GTCG2 |  | Chevron USA |  | 1700 |  |  |  | gas |  |  | 3
458 | 1110.2 |  | qf | Cymric 36W GTCG1 |  | Chevron USA |  | 1600 |  |  |  | gas |  |  | 3
459 | 1110.3 |  | qf | Cymric 36W GTCG2 |  | Chevron USA |  | 1600 |  |  |  | gas |  |  | 3
460 | 1110.4 |  | qf | Cymric 36W GTCG3 |  | Chevron USA |  | 1600 |  |  |  | gas |  |  | 3
461 | 1110.5 |  | qf | Cymric 36W GTCG4 |  | Chevron USA |  | 1600 |  |  |  | gas |  |  | 3
462 | 1110.6 |  | qf | Cymric 6Z GTCG1 |  | Chevron USA |  | 1600 |  |  |  | gas |  |  | 3
463 | 1110.7 |  | eight units, qf | Cymric 6Z GTCG2 |  | Chevron USA |  | 1600 |  |  |  | gas |  |  | 3
464 | 1111 | DAI/OILDALE COGEN PROJ | qf | Dexzel CCGT | DIAMOND ENERGY INC | Diamond Energy | 16000 | 31100 | 15100 | #122 | gas | gas |  | 3 | 3 |  | 1980-01-01
465 | 1112 | DECOGEN | standby/selfgen |  |  |  | 250 |  |  | #122 | gas |  |  | 3 |  |  | 1980-01-01
466 | 1114 | DEL RANCH LTD NILAND#2 |  | Hoch | CALENERGY | CalEnergy | 38000 | 33500 | -4500 | ###4 | geo | geo |  | 3 | 3 |  | 1980-01-01
467 | 1115 | DELANO NRG CO INC |  | Delano 1 | THERMO ECOTEK | Thermo Ecotek | 53350 | 26000 | -27350 | ###7 | oth | wod |  | 3 | 3 |  | 1980-01-01
468 | 1115.1 |  | two units | Delano 2 |  | Thermo Ecotek |  | 20900 |  |  |  | wod |  |  | 3
469 | 1136 | Diablo Canyon 1 |  | Diablo Canyon 1 | Pacific Gas & Electric Company | Pacific Gas & Electric | 1073000 | 1090000 | 17000 | ###5 | nuke | nuke |  | 3 | 3 |  | 1980-01-01
470 | 1137 | Diablo Canyon 2 |  | Diablo Canyon 2 | Pacific Gas & Electric Company | Pacific Gas & Electric | 1087000 | 1102000 | 15000 | ###5 | nuke | nuke |  | 3 | 3 |  | 1980-01-01
471 | 1137.1 |  | cec renewable (Hiram Wadsworth) | Diamond Valley Lake Small Conduit |  | Metropolitan Water District of Southern California |  | 10720 |  |  |  | hyd |  |  | 3 |  |  | 2001-07-01
472 | 1140 | Division 1 |  | Division GT | San Diego Gas & Electric Compa | SDGE/IPP - Dynegy | 19000 | 17000 | -2000 | ##84 | fo2 | fo2 |  | 3 | 3 |  | 1980-01-01
473 | 1145 | DOUBLE-C LTD | qf | Double C GTCG1 | DOUBLE "C" LIMITED | El Paso Merchant Energy | 24045 | 23100 | -945 | #122 | gas | gas |  | 3 | 3 |  | 1980-01-01
474 | 1145.1 |  | two units, qf | Double C GTCG2 |  | El Paso Merchant Energy |  | 23100 |  |  |  | gas |  |  | 3
475 | 1146 | DOUBLETREE HOTEL | standby/selfgen |  | DOUBLE TREE HOTEL |  | 100 |  |  | #122 | gas |  |  | 3 |  |  | 1980-01-01
476 | 1162 | El Cajon |  | El Cajon GT (CalPeak) | CalPeak Power | CalPeak | 49500 | 49000 | -500 | #122 | gas | gas |  | 3 | 3 |  | 2002-04-01 | 2002-06-01 | 61
477 | 1163 | El Cajon 1 |  | El Cajon GT | San Diego Gas & Electric Compa | SDGE/IPP - Dynegy | 20000 | 17000 | -3000 | #139 | gas | gas |  | 3 | 3 |  | 1980-01-01
478 | 1164 | El Centro 3 |  | El Centro ST3 | Imperial Irrigation District - | Imperial Irrigation Dist | 48000 | 48000 |  | #122 | gas | resid | wscc listing | 3 | 3 |  | 1980-01-01
479 | 1165 | El Centro 4 |  | El Centro ST4 | Imperial Irrigation District - | Imperial Irrigation Dist | 80000 | 80000 |  | #122 | gas | resid | wscc listing | 3 | 3 |  | 1980-01-01
480 | 1166 | El Centro CC -- 2+2A |  | El Centro CC2 | Imperial Irrigation District - | Imperial Irrigation Dist | 115000 | 115000 |  | #122 | gas | gas |  | 3 | 3 |  | 1980-01-01
481 | 1167 | EL CONQUISTADOR | standby/selfgen |  | EL CONQUISTADOR/NW MUTUAL LIFE |  | 50 |  |  | #122 | gas |  |  | 3 |  |  | 1980-01-01
482 | 1168 | El Segundo 1 |  | El Segundo Power ST1 | Southern California Edison Com | SCE/IPP - Dynegy | 175000 | 175000 |  | #122 | gas | gas |  | 3 | 3 |  | 1980-01-01
483 | 1169 | El Segundo 2 |  | El Segundo Power ST2 | Southern California Edison Com | SCE/IPP - Dynegy | 175000 | 174000 | -1000 | #122 | gas | gas |  | 3 | 3 |  | 1980-01-01
484 | 1170 | El Segundo 3 |  | El Segundo Power ST3 | Southern California Edison Com | SCE/IPP - Dynegy | 335000 | 337000 | 2000 | #122 | gas | gas |  | 3 | 3 |  | 1980-01-01
485 | 1171 | El Segundo 4 |  | El Segundo Power ST4 | Southern California Edison Com | SCE/IPP - Dynegy | 335000 | 335000 |  | #122 | gas | gas |  | 3 | 3 |  | 1980-01-01
486 | 1172 | EL SEGUNDO REF#1 | qf | El Segundo CCCG1 | CHEVRON USA | Chevron USA | 750 | 4400 | -34700 | #122 | gas | gas |  | 3 | 3 |  | 1980-01-01
487 | 1173 | EL SEGUNDO REF#2 | two units not necessary in aurora |  | Chevron Products Company / Gov |  | 38350 |  |  | ##63 | coal | gas | cec listing | 3 |  |  | 1980-01-01
488 | 1174 | EL SEGUNDO REFINERY III | qf | El Segundo CCCG2 | Chevron Products Company / Gov | Chevron USA | 24100 | 2700 | -21400 | #122 | gas | gas |  | 3 | 3 |  | 1980-01-01
489 | 1175 | Elk Hills CC | under construction |  | Sempra/Oxidental Petroleum |  | 570000 |  |  | #122 | gas |  |  | 3 |  |  | 2003-04-01
490 | 1177 | Ellwood 1 |  | Oeste Power GT | Southern California Edison Com | SCE/IPP - Reliant | 53000 | 0 | -53000 | #122 | gas | gas |  | 3 | 3 |  | 1980-01-01
491 | 1178 | ELMORE LTD |  | Elmore | CALENERGY | CalEnergy | 38000 | 33700 | -4300 | ###4 | geo | geo |  | 3 | 3 |  | 1980-01-01
492 | 1179 | Encina 1 |  | Encina ST1 | San Diego Gas & Electric Compa | SDGE/IPP - Dynegy | 107000 | 104000 | -3000 | #122 | gas | gas |  | 3 | 3 |  | 1980-01-01
493 | 1180 | Encina 2 |  | Encina ST2 | San Diego Gas & Electric Compa | SDGE/IPP - Dynegy | 104000 | 105000 | 1000 | #122 | gas | gas |  | 3 | 3 |  | 1980-01-01
494 | 1181 | Encina 3 |  | Encina ST3 | San Diego Gas & Electric Compa | SDGE/IPP - Dynegy | 110000 | 111000 | 1000 | #122 | gas | gas |  | 3 | 3 |  | 1980-01-01
495 | 1182 | Encina 4 |  | Encina ST4 | San Diego Gas & Electric Compa | SDGE/IPP - Dynegy | 300000 | 303000 | 3000 | #122 | gas | gas |  | 3 | 3 |  | 1980-01-01
496 | 1183 | Encina 5 |  | Encina ST5 | San Diego Gas & Electric Compa | SDGE/IPP - Dynegy | 330000 | 332000 | 2000 | #122 | gas | gas |  | 3 | 3 |  | 1980-01-01
497 | 1184 | Encina GT1 |  | Encina GT | San Diego Gas & Electric Compa | SDGE/IPP - Dynegy | 18000 | 17000 | -1000 | #139 | gas | gas |  | 3 | 3 |  | 1980-01-01
498 | 1185 | ENCINA WTR POLLUTION CNTRL | standby/selfgen |  | ENCINA POLLUTION CONTROL |  | 712.5 |  |  | #122 | gas |  |  | 3 |  |  | 1980-01-01
499 | 1187 | Enterprise (Escondido) |  | Enterprise Escondido GT | CalPeak Power | CalPeak | 49500 | 45000 | -4500 | #122 | gas | gas |  | 3 | 3 |  | 2001-09-30 | 2001-09-29
500 | 1188 | EPISCOPAL HOME | standby/selfgen |  | THE EPISCOPAL HOME |  | 100 |  |  | #122 | gas |  |  | 3 |  |  | 1980-01-01
501 | 1190 | EUA-FRCII MONTEREY CC | standby/selfgen |  | THE MONTEREY COUNTRY CLUB |  | 57.5 |  |  | #122 | gas |  |  | 3 |  |  | 1980-01-01
502 | 1191 | EUA-FRCII PALM VALLEY CC | standby/selfgen |  | THE PALM VALLEY C C |  | 205 |  |  | #122 | gas |  |  | 3 |  |  | 1980-01-01
503 | 1192 | EUA-FRCII VINTAGE CC | standby/selfgen |  | RIDGEWOOD POWER CORP |  | 300 |  |  | #122 | gas |  |  | 3 |  |  | 1980-01-01
504 | 1195 | EXXON USA | qf | Santa Ynez CCCG | EXXON COMPANY, USA | Exxon USA | 24500 | 1700 | -22800 | #122 | gas | gas |  | 3 | 3 |  | 1980-01-01
505 | 1196 | FALCON FOAM PLASTICS | standby/selfgen |  | FALCON FOAM PLASTICS |  | 182.5 |  |  | ###7 | oth |  |  | 3 |  |  | 1980-01-01
506 | 1202 | FORUM #1 | standby/selfgen |  | THE FORUM |  | 57.5 |  |  | #122 | gas |  |  | 3 |  |  | 1980-01-01
507 | 1204 | Fresno |  |  | Fresno Cogen Partners |  | 21500 |  |  | #122 | gas |  |  | 3 |  |  | 2001-08-16
508 | 1205 | FRESNO COGEN | qf | Fresno CCCG | FRESNO COGENERATION PARTNERS | Fresno Cogeneration Partners | 12500 | 23800 | 11300 | #122 | gas | gas |  | 3 | 3 |  | 1980-01-01
509 | 1206 | FRESNO WWTP | standby/selfgen |  |  |  | 1300 |  |  | ###6 | lfg |  |  | 3 |  |  | 1980-01-01
510 | 1207 | FRITO-LAY | qf | Frito-Lay GTCG | FRITO-LAY INC | Frito-Lay | 3000 | 4600 | 1600 | #122 | gas | gas |  | 3 | 3 |  | 1980-01-01
511 | 1211 | Gates |  | Gates GT | Wellhead Power | Wellhead | 46000 | 45000 | -1000 | #122 | gas | gas |  | 3 | 3 |  | 2001-12-27 | 2001-12-27
512 | 1212 | GEM RESOURCES A |  | GEM Resources | GEO EAST MESA LIMITED PARTNERS | Geo East Mesa | 20000 | 12700 | -27300 | ###4 | geo | geo |  | 3 | 3 |  | 1980-01-01
513 | 1213 | GEM RESOURCES B | two units not necessary in aurora |  | GEO EAST MESA LIMITED PARTNERS |  | 20000 |  |  | ###4 | geo |  |  | 3 |  |  | 1980-01-01
514 | 1214 | GL Cogen 1 | duplicate of 1217 |  | San Diego Gas & Electric Compa |  | 0 |  |  | #122 | gas |  |  | 3 |  |  | 1980-01-01
515 | 1215 | Glenarm GT1 |  | Glenarm GT1 | Pasadena CA, City of | Pasadena City of | 26000 | 23000 | -3000 | #122 | gas | gas |  | 3 | 3 |  | 1980-01-01
516 | 1216 | Glenarm GT2 |  | Glenarm GT2 | Pasadena CA, City of | Pasadena City of | 26000 | 23000 | -3000 | #122 | gas | gas |  | 3 | 3 |  | 1980-01-01
517 | 1217 | GOAL LINE | qf | Goal Line CCCG | Goal Line LP | Goal Line, LP | 24950 | 48100 | 23150 | #122 | gas | gas |  | 3 | 3 |  | 1980-01-01
518 | 1219 | Grayson 3 |  | Grayson ST3 | Glendale CA, City of Public Se | Glendale City of | 19000 | 19000 |  | #122 | gas | gas |  | 3 | 3 |  | 1980-01-01
519 | 1220 | Grayson 4 |  | Grayson ST4 | Glendale CA, City of Public Se | Glendale City of | 44000 | 44000 |  | #122 | gas | gas |  | 3 | 3 |  | 1980-01-01
520 | 1221 | Grayson 5 |  | Grayson ST5 | Glendale CA, City of Public Se | Glendale City of | 42000 | 42000 |  | #122 | gas | gas |  | 3 | 3 |  | 1980-01-01
521 | 1222 | Grayson 6 |  | Grayson GT6 | Glendale CA, City of Public Se | Glendale City of | 18000 | 18000 |  | #122 | gas | gas |  | 3 | 3 |  | 1980-01-01
522 | 1223 | Grayson 7 |  | Grayson GT7 | Glendale CA, City of Public Se | Glendale City of | 21000 | 21000 |  | #122 | gas | gas |  | 3 | 3 |  | 1980-01-01
523 | 1224 | Grayson CC -- 1/2/8A/8BC |  | Grayson CC | Glendale CA, City of Public Se | Glendale City of | 95000 | 95000 |  | #122 | gas | gas |  | 3 | 3 |  | 1980-01-01
524 | 1225 | GREAT WESTERN MALT | standby/selfgen |  |  |  | 375 |  |  | #122 | gas |  |  | 3 |  |  | 1980-01-01
525 | 1228 | GROSSMONT COMM COLLEGE | standby/selfgen |  | GROSSMONT HOSPITAL COMM COLLEG |  | 100 |  |  | #122 | gas |  |  | 3 |  |  | 1980-01-01
526 | 1229 | GROSSMONT HOSPITAL | standby/selfgen |  | GROSSMONT HOSPITAL COMM COLLEG |  | 772 |  |  | #122 | gas |  |  | 3 |  |  | 1980-01-01
527 | 1230 | GWF Hanford 1 |  | Hanford GT1 | GWF Power Systems | GWF Power Systems | 42500 | 47500 | 5000 | #122 | gas | gas |  | 3 | 3 |  | 2001-08-01 | 2001-09-01 | 31
528 | 1231 | GWF Hanford 2 |  | Hanford GT2 | GWF Power Systems | GWF Power Systems | 42500 | 47500 | 5000 | #122 | gas | gas |  | 3 |  |  | 2001-08-01 | 2001-09-01 | 31
529 | 1232 | GWF Henrietta 1 |  | Henrietta Peaker GT1 | GWF Power Systems | GWF Power Systems | 40700 | 48000 | 7300 | #122 | gas | gas |  | 3 | 3 |  | 2002-07-31 | 2002-07-01 | -30
530 | 1233 | GWF Henrietta 2 |  | Henrietta Peaker GT2 | GWF Power Systems | GWF Power Systems | 40700 | 48000 | 7300 | #122 | gas | gas |  | 3 | 3 |  | 2002-07-31 | 2002-07-30
531 | 1238 | HANFORD LP | qf | Hanford CKCG | GWF POWER SYSTEMS | GWF Power Systems | 11500 | 20000 | 8500 | ##63 | coal | coke | wscc listing | 3 | 3 |  | 1980-01-01
532 | 1239 | Harbor 5 | retired |  | LADWP |  | 43000 |  |  | #122 | gas |  |  | 3 |  |  | 1980-01-01
533 | 1240 | Harbor CC -- 10/10A/10B |  | Harbor CC10 | LADWP | Los Angeles DWP | 120000 | 240000 | 120000 | #122 | gas | gas |  | 3 | 3 |  | 1980-01-01
534 | 1241 | Harbor Cogen | qf | Harbor GTCG | Harbor Cogen | Harbor Cogeneration | 18000 | 18000 | 0 | #122 | gas | gas |  | 3 | 3 |  | 2001-06-14 | 2001-06-14
535 |  |  | existing cogen plant, 80MW capacity | Harbor CCCG |  | Harbor Cogeneration |  | 49800 |  |  |  | gas |  |  | 3 |  |  | 1988-01-01
536 | 1242 | Harbor GT6 |  | Harbor GT6 | LADWP | Los Angeles DWP | 9500 | 19000 | 9500 | #122 | gas | gas |  | 3 | 3 |  | 1980-01-01
537 | 1243 | Harbor GT7 |  | Harbor GT7 | LADWP | Los Angeles DWP | 9500 | 19000 | 9500 | #122 | gas | gas |  | 3 | 3 |  | 1980-01-01
538 | 1244 | Harbor LM6000 1 |  | Harbor GT11 | LADWP | Los Angeles DWP | 47000 | 47000 |  | #122 | gas | gas |  | 3 | 3 |  | 2001-11-21 | 2001-11-21
539 | 1245 | Harbor LM6000 2 |  | Harbor GT12 | LADWP | Los Angeles DWP | 47000 | 47000 |  | #122 | gas | gas |  | 3 | 3 |  | 2001-11-21 | 2001-11-21
540 | 1246 | Harbor LM6000 3 |  | Harbor GT13 | LADWP | Los Angeles DWP | 47000 | 47000 |  | #122 | gas | gas |  | 3 | 3 |  | 2001-11-21 | 2001-11-21
541 | 1247 | Harbor LM6000 4 |  | Harbor GT14 | LADWP | Los Angeles DWP | 47000 | 47000 |  | #122 | gas | gas |  | 3 | 3 |  | 2001-11-21 | 2001-11-21
542 | 1248 | Haynes 1 |  | Haynes ST1 | LADWP | Los Angeles DWP | 222000 | 222000 |  | #122 | gas | gas |  | 3 | 3 |  | 1980-01-01
543 | 1249 | Haynes 2 |  | Haynes ST2 | LADWP | Los Angeles DWP | 222000 | 222000 |  | #122 | gas | gas |  | 3 | 3 |  | 1980-01-01
544 | 1250 | Haynes 3 |  | Haynes ST3 | LADWP | Los Angeles DWP | 222000 | 222000 |  | #122 | gas | gas |  | 3 | 3 |  | 1980-01-01
545 | 1251 | Haynes 4 |  | Haynes ST4 | LADWP | Los Angeles DWP | 222000 | 222000 |  | #122 | gas | gas |  | 3 | 3 |  | 1980-01-01
546 | 1252 | Haynes 5 |  | Haynes ST5 | LADWP | Los Angeles DWP | 341000 | 341000 |  | #122 | gas | gas |  | 3 | 3 |  | 1980-01-01
547 | 1253 | Haynes 6 |  | Haynes ST6 | LADWP | Los Angeles DWP | 341000 | 341000 |  | #122 | gas | gas |  | 3 | 3 |  | 1980-01-01
548 | 1254 | HEBER GEO |  | Covanta Heber | Calpine Corp | Calpine/ERC | 47000 | 37600 | -9400 | ###4 | geo | geo |  | 3 | 3 |  | 1980-01-01
549 | 1256 | HENRY MAYO NEWHALL MEM HOSP | standby/selfgen |  | HENRY MAYO NEWHALL MEMORIAL |  | 225 |  |  | #122 | gas |  |  | 3 |  |  | 1980-01-01
550 | 1257 | High Desert | under construction |  | Inland Group & Constellation |  | 830000 |  |  | #122 | gas |  |  | 3 |  |  | 2003-07-01
551 | 1258 | HIGH SIERRA LTD | qf | High Sierra GTCG1 | HIGH SIERRA LIMITED | El Paso Merchant Energy | 24045 | 23900 | -145 | #122 | gas | gas |  | 3 | 3 |  | 1980-01-01
552 | 1258.1 |  | two units, qf | High Sierra GTCG2 |  | El Paso Merchant Energy |  | 23900 |  |  |  | gas |  |  | 3
553 | 1260 | HOTEL DEL CORONADO | standby/selfgen |  | HOTEL DEL CORONADO |  | 400 |  |  | #122 | gas |  |  | 3 |  |  | 1980-01-01
554 | 1261 | HUENEME PAPER MILL | qf | Hueneme Paper CCCG | WILLIAMETTE INDUSTRIES INC | Willamette Industries | 12500 | 19000 | 6500 | #122 | gas | gas |  | 3 | 3 |  | 1980-01-01
555 | 1262 | HUNTER IND | standby/selfgen |  | HUNTER INDUSTRIES |  | 345 |  |  | #122 | gas |  |  | 3 |  |  | 1980-01-01
556 | 1263 | Huntington Beach 1 |  | AES Huntington Beach ST1 | AES | SCE/IPP - AES | 215000 | 215000 |  | #122 | gas | gas |  | 3 | 3 |  | 1980-01-01
557 | 1264 | Huntington Beach 2 |  | AES Huntington Beach ST2 | AES | SCE/IPP - AES | 215000 | 215000 |  | #122 | gas | gas |  | 3 | 3 |  | 1980-01-01
558 | 1265 | Huntington Beach 3 |  | Huntington Beach ST3 repower | AES | AES | 225000 | 225000 |  | #122 | gas | gas |  | 3 | 3 |  | 2002-07-31 | 2002-07-30
559 | 1266 | Huntington Beach 4 | deactivated pending repowering |  | AES |  | 225000 |  |  | #122 | gas |  |  | 3 |  |  | 2001-11-30
560 | 1267 | Huntington Beach GT5 |  | AES Huntington Beach GT | AES | SCE/IPP - AES | 147000 | 133000 | -14000 | #139 | gas | gas |  | 3 | 3 |  | 1980-01-01
561 | 1269 | Hyperion Energy Sys 1 | standby/selfgen |  | LADWP |  | 0 |  |  | ###7 | oth |  |  | 3 |  |  | 1980-01-01
562 | 1270 | IMPERIAL RESOURCE RECOV |  | Imperial Resource Recovery | WESTERN POWER GROUP, INC | Primary Power | 15000 | 13500 | -1500 | ###7 | oth | wod |  | 3 | 3 |  | 1980-01-01
563 | 1271 | INDECK ONTARIO COGEN | qf | Indeck Ontario GTCG1 | Indeck Capital, Inc | Indeck Capital | 6000 | 1800 | -4200 | #122 | gas | gas |  | 3 | 3 |  | 1980-01-01
564 | 1271.1 |  | qf | Indeck Ontario GTCG2 |  | Indeck Capital |  | 1800 |  |  |  | gas |  |  | 3
565 | 1272 | INLAND PAPERBOARD | qf | Ontario Mill GTCG | INLAND CONTAINER CORPORATION | Inland Container | 20530 | 19300 | -1230 | #122 | gas | gas |  | 3 | 3 |  | 1980-01-01
566 | 1276 | JEFFERSON SMURFIT CORP | qf | Vernon GTCG | Jefferson Smurfit Corp | Jefferson Smurfit | 20000 | 40000 | 20000 | #122 | gas | gas |  | 3 | 3 |  | 1980-01-01
567 | 1283 | KAWEAH DELTA DIST HOSP | standby/selfgen |  | KAWEAH DELTA HOSPITA |  | 550 |  |  | #122 | gas |  |  | 3 |  |  | 1980-01-01
568 | 1285 | Kearny 1 |  | Kearny GT1 | San Diego Gas & Electric Compa | SDGE/IPP - Dynegy | 20000 | 17000 | -3000 | #122 | gas | gas |  | 3 | 3 |  | 1980-01-01
569 | 1286 | Kearny 2 |  | Kearny GT2 | San Diego Gas & Electric Compa | SDGE/IPP - Dynegy | 78000 | 63000 | -15000 | #139 | gas | gas |  | 3 | 3 |  | 1980-01-01
570 | 1287 | Kearny 3 |  | Kearny GT3 | San Diego Gas & Electric Compa | SDGE/IPP - Dynegy | 78000 | 66000 | -12000 | #139 | gas | gas |  | 3 | 3 |  | 1980-01-01
571 | 1290 | Kerman PV 1 |  | Kerman PV | Pacific Gas & Electric Company | Pacific Gas & Electric | 500 | 500 |  | ###2 | solar | solar |  | 3 | 3 |  | 1980-01-01
572 | 1292 | KERN FRONT LTD | qf | Kern Front GTCG1 | DESTEC, ATTN: Owner, Kern Fron | El Paso Merchant Energy | 24047 | 23400 | -647 | #122 | gas | gas |  | 3 | 3 |  | 1980-01-01
573 | 1292.1 |  | two units, qf | Kern Front GTCG2 |  | El Paso Merchant Energy |  | 23400 |  |  |  | gas |  |  | 3
574 | 1300 | Kern River Cogen Co 1 | qf | Kern River GTCG1 | Southern California Edison Com | Kern River Cogeneration | 128500 | 56800 | -71700 | #122 | gas | gas |  | 3 | 3 |  | 1980-01-01
575 | 1300.1 |  | qf | Kern River GTCG2 |  | Kern River Cogeneration |  | 56800 |  |  |  | gas |  |  | 3
576 | 1300.2 |  | qf | Kern River GTCG3 |  | Kern River Cogeneration |  | 56800 |  |  |  | gas |  |  | 3
577 | 1300.3 |  | four units, qf | Kern River GTCG4 |  | Kern River Cogeneration |  | 56800 |  |  |  | gas |  |  | 3
578 | 1300.4 |  | cec listing | Kings County State Prison GTCG |  | Kings County Prison |  | 4000 |  |  |  | gas |  |  | 3
579 | 1302 | KYOCERA INTERNATIONAL | standby/selfgen |  | Calpine Corp |  | 1625 |  |  | #122 | gas |  |  | 3 |  |  | 1980-01-01
580 | 1303 | LA CANADA USD LA CANADA SCHOOL | standby/selfgen |  |  |  | 60 |  |  | #122 | gas |  |  | 3 |  |  | 1980-01-01
581 | 1304 | LA Civic Center 1 |  | LA Civic Center CCCG | LADWP | Los Angeles County | 14500 | 25400 | 10900 | #122 | gas | gas |  | 3 | 3 |  | 1980-01-01
582 | 1304.1 |  | cec listing, qf | LA Cold Storage ICCG2 |  | LA Cold Storage |  | 0 |  |  |  | gas |  |  | 3
583 | 1304.2 |  | cec listing, qf | LA Cold Storage ICCG3 |  | LA Cold Storage |  | 0 |  |  |  | gas |  |  | 3
584 | 1306 | La Paloma 1 |  | La Paloma CC1 | PG&E National Energy Group | PG&E NEG | 260500 | 262000 | 1500 | #122 | gas | gas |  | 3 | 3 |  | 2002-09-30 | 2003-01-10 | 102
585 | 1307 | La Paloma 2 |  | La Paloma CC2 | PG&E National Energy Group | PG&E NEG | 260500 | 262000 | 1500 | #122 | gas | gas |  | 3 | 3 |  | 2002-09-30 | 2003-02-15 | 138
586 | 1308 | La Paloma 3 |  | La Paloma CC3 | PG&E National Energy Group | PG&E NEG | 261000 | 262000 | 1000 | #122 | gas | gas |  | 3 | 3 |  | 2002-10-15 | 2003-01-10 | 87
587 | 1309 | La Paloma 4 |  | La Paloma CC4 | PG&E National Energy Group | PG&E NEG | 261000 | 262000 | 1000 | #122 | gas | gas |  | 3 | 3 |  | 2002-11-15 | 2003-02-15 | 92
588 | 1312 | LAX Cogen 1 | cec listing, qf | LAX Airport GTCG1 | LADWP | LAX Airport | 0 | 3400 | 3400 | #122 | gas | gas |  | 3 | 3 |  | 1980-01-01
589 | 1312.1 |  | cec listing, qf | LAX Airport GTCG2 |  | LAX Airport |  | 3400 |  |  |  | gas |  |  | 3
590 | 1313 | LE MERIDIEN HOTEL I | standby/selfgen |  | EUA/ONSITE ENERGY, LP |  | 300 |  |  | #122 | gas |  |  | 3 |  |  | 1980-01-01
591 | 1314 | LEATHERS LP |  | Leathers | CALENERGY | CalEnergy | 38000 | 34100 | -3900 | ###4 | geo | geo |  | 3 | 3 |  | 1980-01-01
592 | 1315 | LIVE OAK LTD | qf | Live Oak GTCG | LIVE OAK LIMITED | El Paso Merchant Energy | 24047 | 47200 | 23153 | #122 | gas | gas |  | 3 | 3 |  | 1980-01-01
593 | 1316 | LOMA LINDA UNIV | qf | Loma Linda U CCCG | LOMA LINDA UNIVERSITY | Loma Linda University | 6700 | 300 | -6400 | #122 | gas | gas |  | 3 | 3 |  | 1980-01-01
594 | 1316.1 |  | separate units | Loma Linda U IC |  | Loma Linda University |  | 100 |  |  |  | jet |  |  | 3
595 | 1317 | Long Beach 8 CC -- 8+CT1-CT4 |  | Long Beach Gen CC8 | Southern California Edison Com | SCE/IPP - Dynegy | 320000 | 320000 |  | #122 | gas | gas |  | 3 | 3 |  | 1980-01-01
596 | 1318 | Long Beach 9 CC -- 9+CT5-CT7 |  | Long Beach Gen CC9 | Southern California Edison Com | SCE/IPP - Dynegy | 240000 | 232000 | -8000 | #122 | gas | gas |  | 3 | 3 |  | 1980-01-01
597 | 1319 | LONG BEACH BELMONT PLAZA POOL | standby/selfgen |  | CITY OF LONG BEACH |  | 60 |  |  | #122 | gas |  |  | 3 |  |  | 1980-01-01
598 | 1320 | LONG BEACH SERRF |  | SERRF MSW | SOUTHEAST RR AUTHORITY | Southeast RR Authority | 34600 | 30600 | -4000 | ###6 | lfg | bio |  | 3 | 3 |  | 1980-01-01
599 | 1321 | LOS ALAMOS NRG | standby/selfgen |  | LOS ALAMOS ENERGY, LLC |  | 900 |  |  | ###7 | oth |  |  | 3 |  |  | 1980-01-01
600 | 1322 | LOS ANGELES REF |  | Tosco GTCG1 | Tosco Refining Co | Tosco Refining | 27000 | 2100 | -24900 | #122 | gas | oth | wscc listing | 3 | 3 |  | 1980-01-01
601 | 1322.1 |  | two units | Tosco GTCG2 |  | Tosco Refining |  | 400 |  |  |  | rfg |  |  | 3
602 | 1324 | LUNDY THAGARD OIL | standby/selfgen |  | LUNDAY THAGARD CO |  | 700 |  |  | #122 | gas |  |  | 3 |  |  | 1980-01-01
603 | 1325 | Luz Solar IX | duplicate of 1569 |  | Southern California Edison Com |  | 0 |  |  | ###2 | solar |  |  | 3 |  |  | 1980-01-01
604 | 1326 | Luz Solar VII | duplicate of 1567 |  | Southern California Edison Com |  | 0 |  |  | ###2 | solar |  |  | 3 |  |  | 1980-01-01
605 | 1329 | Madera Power Facility |  | Madera Power Facility | El Paso Corp./EP Power Finance | El Paso Corp | 25000 |  |  | ###7 | oth |  |  | 3 | 3 |  | 2001-06-01
606 | 1329.1 |  | wscc listing | Magnolia ST3 |  | Burbank Public Service |  | 21000 |  |  |  | gas |  |  | 3
607 | 1330 | Magnolia 4 |  | Magnolia ST4 | Burbank Public Service Departm | Burbank Public Service | 32000 | 32000 |  | #122 | gas | gas |  | 3 | 3 |  | 1980-01-01
608 | 1331 | Magnolia 5 |  | Magnolia GT5 | Burbank Public Service Departm | Burbank Public Service | 22000 | 21700 | -300 | #122 | gas | gas |  | 3 | 3 |  | 1980-01-01
609 | 651 | MAMMOTH PACIFIC #3 |  | Mammoth Pacific III | OGDEN POWER CORPORATION | Ogden Power | 10000 | 8200 | -1800 | ###4 | geo | geo |  | 2 | 3 | mono county, south of path 15 | 1980-01-01
610 | 652 | MAMMOTH PACIFIC I |  | Mammoth Pacific I | OGDEN POWER CORPORATION | Ogden Power | 7000 | 5100 | -1900 | ###4 | geo | geo |  | 2 | 3 | mono county, south of path 15 | 1980-01-01
611 | 653 | MAMMOTH PACIFIC II |  | Mammoth Pacific II | OGDEN POWER CORPORATION | Ogden Power | 10000 | 6700 | -3300 | ###4 | geo | geo |  | 2 | 3 | mono county, south of path 15 | 1980-01-01
612 | 1332 | MARIOTT I No | standby/selfgen |  | MARRIOTT ENTERPRISES |  | 400 |  |  | #122 | gas |  |  | 3 |  |  | 1980-01-01
613 | 1333 | MARIOTT II So | standby/selfgen |  | MARRIOTT ENTERPRISES |  | 400 |  |  | #122 | gas |  |  | 3 |  |  | 1980-01-01
614 | 1334 | MCANALLY EGG RANCH | standby/selfgen |  |  |  | 60 |  |  | #122 | gas |  |  | 3 |  |  | 1980-01-01
615 | 1335 | McKittrick Ltd | qf | McKittrick GTCG | El Paso Merchant Energy | El Paso Merchant Energy | 48400 | 47300 | -1100 | #122 | gas | gas |  | 3 | 3 |  | 1980-01-01
616 | 1336 | MEDICAL CTR HOSP | standby/selfgen |  | WESTNAVFACENGCOM - CODE 163 |  | 1200 |  |  | #122 | gas |  |  | 3 |  |  | 1980-01-01
617 | 1337 | MENDOTA BIOMASS POWER |  | Mendota Biomass | THERMO ECOTEK | Thermo Ecotek | 12500 | 22600 | 10100 | ###7 | oth | wod |  | 3 | 3 |  | 1980-01-01
618 | 1338 | MERCY HOSPITAL II | standby/selfgen |  | MERCY HOSPITAL AND MEDICAL CEN |  | 400 |  |  | #122 | gas |  |  | 3 |  |  | 1980-01-01
619 | 1340 | METAL SURFACES | standby/selfgen |  |  |  | 175 |  |  | #122 | gas |  |  | 3 |  |  | 1980-01-01
620 | 1341 | MH WHITTIER CAL | standby/selfgen |  |  |  | 250 |  |  | #122 | gas |  |  | 3 |  |  | 1980-01-01
621 | 1342 | MICRO UTIL FOSS PLANTING | standby/selfgen |  | FOSS PLATING INC |  | 50 |  |  | #122 | gas |  |  | 3 |  |  | 1980-01-01
622 | 1343 | MICRO UTIL LK ARROWHEAD HILTON | standby/selfgen |  | LAKE ARROWHEAD HILTON |  | 140 |  |  | #122 | gas |  |  | 3 |  |  | 1980-01-01
623 | 1344 | MICRO UTIL QUAKER | standby/selfgen |  | TRAIN JOHNSON POWER |  | 50 |  |  | #122 | gas |  |  | 3 |  |  | 1980-01-01
624 | 1345 | MICRO UTIL SAFE PLANTING | standby/selfgen |  | TRAIN JOHNSON POWER |  | 50 |  |  | #122 | gas |  |  | 3 |  |  | 1980-01-01
625 | 1346 | MID-SET COGEN | qf | Mid-Set GTCG | Mid-Set Cogeneration Company | Mid-Set Cogeneration | 23000 | 44800 | 21800 | #122 | gas | gas |  | 3 | 3 |  | 1980-01-01
626 | 1347 | Midsun |  | Midsun GTCG2 | Energy Transfer Hanover | Energy Transfer/Hannover | 19000 | 22000 | 3000 | #122 | gas | gas |  | 3 | 3 |  | 2002-04-15 | 2002-04-15
627 | 1348 | MIDSUN PARTNERS | qf | Midsun GTCG1 | LFC Power Systems Corp | LFC Power Systems | 13675 | 20800 | 7125 | #122 | gas | gas |  | 3 | 3 |  | 1980-01-01
628 | 1349 | Midway Sunset Cogen 1 | qf | Midway Sunset GTCG1 | Southern California Edison Com | Midway-Sunset Cogeneration | 103000 | 68800 | -34200 | #122 | gas | gas |  | 3 | 3 |  | 1980-01-01
629 | 1349.1 |  | qf | Midway Sunset GTCG2 |  | Midway-Sunset Cogeneration |  | 68800 |  |  |  | gas |  |  | 3
630 | 1349.2 |  | three units, qf | Midway Sunset GTCG3 |  | Midway-Sunset Cogeneration |  | 68800 |  |  |  | gas |  |  | 3
631 | 1355 | MINN METHANE HIGHGROVE | standby/selfgen |  | RIVERSIDE COUNTY WMD |  | 950 |  |  | ###6 | lfg |  |  | 3 |  |  | 1980-01-01
632 | 1356 | MINN METHANE LOPEZ |  | MM Lopez | MINNESOTA METHANE | MM Lopez Energy LLC | 6000 | 6010 | 10 | ###6 | lfg | bio |  | 3 | 3 |  | 1980-01-01
633 | 1357 | MINN METHANE WOODVILLE LANDFILL |  | MM Woodville | TULARE COUNTY, SOLID WASTE DIV | MM Woodville Energy LLC | 4000 | 590 | -3410 | ###6 | lfg | bio |  | 3 |  |  | 1980-01-01 | 2000-01-01 | 7305
634 | 1358 | MINNESOTA METHANE BKKI |  | MM BKK I | BKK CORPORATION | Minnesota Methane | 3250 | 2690 | -560 | ###6 | lfg | bio |  | 3 | 3 |  | 1980-01-01
635 | 1359 | MINNESOTA METHANE BKKII |  | MM BKK II | BKK CORPORATION | Minnesota Methane | 6000 | 4960 | -1040 | ###6 | lfg | bio |  | 3 | 3 |  | 1980-01-01
636 | 1360 | MIRAMAR | duplicate of 1361 |  | DYNERGY POWER AND NRG ENERGY, |  | 43100 |  |  | #122 | gas |  |  | 3 |  |  | 1980-01-01
637 | 1361 | Miramar 1 |  | Miramar GT | San Diego Gas & Electric Compa | SDGE/IPP - Dynegy | 47000 | 39000 | -8000 | #122 | gas | gas |  | 3 | 3 |  | 1980-01-01
638 | 1361.1 |  | cec renewable | MM San Diego |  | MM San Diego LLC |  | 2000 |  |  |  | bio |  |  | 3
639 | 1361.2 |  | cec renewable | MM West Covina |  | MM West Covina LLC |  | 5790 |  |  |  | bio |  |  | 3
640 | 1363 | MM WOODVILLE | standby/selfgen |  | MM WOODVILLE ENERGY LLC |  | 4300 |  |  | ###7 | oth |  |  | 3 | 3 |  | 1980-01-01
641 | 1365 | MOJAVE COGEN | qf | Mojave CCCG | MOJAVE COGENERATION CO | Mojave Cogeneration | 24925 | 48900 | 23975 | #122 | gas | gas |  | 3 | 3 |  | 1980-01-01
642 | 1371 | MONTEREY PWR CO | qf | Sunnyside GTCG |  | Sunnyside Cogeneration | 3000 | 5800 | 2800 | #122 | gas | gas |  | 3 | 2 | monterey county, north of path 15 | 1980-01-01
643 | 1372 | MONTEREY REG WASTE MGMT DIST |  | Monterey Landfill | MONTEREY REGIONAL WAST MGMT DI | Monterey Regional Waste Management | 5400 | 3780 | -1620 | ###6 | lfg | bio |  | 3 | 2 | monterey county, north of path 15 | 1980-01-01
644 | 1373 | MONTEREY REG WATER | standby/selfgen |  |  |  | 870 |  |  | ###6 | lfg |  |  | 3 |  |  | 1980-01-01
645 | 1374 | Morro Bay 1 |  | Duke Morro Bay ST1 | Duke Energy North America | PG&E/IPP - Duke Energy | 163000 | 171000 | 8000 | #122 | gas | gas |  | 3 | 3 |  | 1980-01-01
646 | 1375 | Morro Bay 2 |  | Duke Morro Bay ST2 | Duke Energy North America | PG&E/IPP - Duke Energy | 163000 | 171000 | 8000 | #122 | gas | gas |  | 3 | 3 |  | 1980-01-01
647 | 1376 | Morro Bay 3 |  | Duke Morro Bay ST3 | Duke Energy North America | PG&E/IPP - Duke Energy | 338000 | 343000 | 5000 | #122 | gas | gas |  | 3 | 3 |  | 1980-01-01
648 | 1377 | Morro Bay 4 |  | Duke Morro Bay ST4 | Duke Energy North America | PG&E/IPP - Duke Energy | 338000 | 336000 | -2000 | #122 | gas | gas |  | 3 | 3 |  | 1980-01-01
649 | 1379 | Mountain Vista (Etiwanda) 1 |  | Mountain Vista ST1 | Reliant Energy | SCE/IPP - Reliant | 132000 | 135000 | 3000 | #122 | gas | gas |  | 3 | 3 |  | 1980-01-01
650 | 1380 | Mountain Vista (Etiwanda) 2 |  | Mountain Vista ST2 | Reliant Energy | SCE/IPP - Reliant | 132000 | 134000 | 2000 | #122 | gas | gas |  | 3 | 3 |  | 1980-01-01
651 | 1381 | Mountain Vista (Etiwanda) 3 |  | Mountain Vista ST3 | Reliant Energy | SCE/IPP - Reliant | 320000 | 320000 |  | #122 | gas | gas |  | 3 | 3 |  | 1980-01-01
652 | 1382 | Mountain Vista (Etiwanda) 4 |  | Mountain Vista ST4 | Reliant Energy | SCE/IPP - Reliant | 320000 | 320000 |  | #122 | gas | gas |  | 3 | 3 |  | 1980-01-01
653 | 1383 | Mountain Vista GT5 |  | Mountain Vista GT | Reliant Energy | SCE/IPP - Reliant | 142000 | 141000 | -1000 | #139 | gas | gas |  | 3 | 3 |  | 1980-01-01
654 | 1384 | Mountainview 1 (San Bernardino 1) |  | Mountainview ST1 | AES Corp. | SCE/IPP - Thermo | 63000 | 63000 |  | #122 | gas | gas |  | 3 | 3 |  | 1980-01-01
655 | 1385 | Mountainview 2 (San Bernardino 2) |  | Mountainview ST2 | AES Corp. | SCE/IPP - Thermo | 63000 | 62000 | -1000 | #122 | gas | gas |  | 3 | 3 |  | 1980-01-01
656 | 1386 | Mountainview CC 1 | suspended construction |  | AES Corp |  | 528000 |  |  | #122 | gas |  |  | 3 |  |  | 2053-12-31
657 | 1387 | Mountainview CC 2 | suspended construction |  | AES Corp |  | 528000 |  |  | #122 | gas |  |  | 3 |  |  | 2053-12-31
658 | 1388 | MT POSO COGEN | qf | Mt Poso CLCG | Pyro-Pacific Operating Co | Pyro-Pacific Operating | 24750 | 47700 | 22950 | #122 | gas | coal | wscc listing | 3 | 3 |  | 1980-01-01
659 | 1390 | MUNICIPAL COGEN | standby/selfgen |  | CITY OF PALM SPRINGS |  | 650 |  |  | #122 | gas |  |  | 3 |  |  | 1980-01-01
660 | 1391 | Naval Station 1 | qf | Naval Station EF CCCG | San Diego Gas & Electric Compa | Dynegy Power/NRG Energy | 14500 | 48300 | 33800 | #122 | gas | gas |  | 3 | 3 |  | 1980-01-01
661 | 1392 | Naval Training Ctr 1 |  | Naval Training Ctr GT | San Diego Gas & Electric Compa | Dynegy Power/NRG Energy | 20000 | 16000 | -4000 | #122 | gas | gas |  | 3 | 3 |  | 1980-01-01
662 | 1393 | Nonutility Biomass NA | individually named |  | Southern California Edison Com |  | 0 |  |  | ###7 | oth |  |  | 3 |  |  | 1980-01-01
663 | 1395 | Nonutility Solar NA | individually named |  | Southern California Edison Com |  | 0 |  |  | ###2 | solar |  |  | 3 |  |  | 1980-01-01
664 | 1396 | NORTH ISL STEAM TURBINE | retired |  | SITHE/ENERGIES GROUP |  | 2027 |  |  | #122 | gas |  |  | 3 |  |  | 1980-01-01
665 | 1397 | North Island 1 |  | North Island GT1 | San Diego Gas & Electric Compa | Dynegy Power/NRG Energy | 22000 | 21000 | -1000 | #122 | gas | gas |  | 3 | 3 |  | 1980-01-01
666 | 1398 | North Island 2 |  | North Island GT2 | San Diego Gas & Electric Compa | Dynegy Power/NRG Energy | 22000 | 24100 | 2100 | #122 | gas | gas |  | 3 | 3 |  | 1980-01-01
667 | 1399 | NORTH ISLAND NRG | qf | North Island EF CCCG | SITHE/ENERGIES GROUP | Sithe Energies | 17250 | 31400 | 14150 | #122 | gas | gas |  | 3 | 3 |  | 1980-01-01
668 | 1400 | NP COGEN INC | qf | NP CCCG | GE Contractual Services | GE Contractual Services | 12350 | 21100 | 8750 | #122 | gas | gas |  | 3 | 3 |  | 1980-01-01
669 | 1401 | NTC CENTRAL | retired |  | SDG&E |  | 8000 |  |  | #122 | gas |  |  | 3 |  |  | 1980-01-01
670 | 1402 | NTC MCRD NRG | qf | NTC MCRD EF CCCG | SITHE/ENERGIES GROUP | Sithe Energies | 11500 | 25200 | 13700 | #122 | gas | gas |  | 3 | 3 |  | 1980-01-01
671 | 1403 | NTC-MCRD STEAM TURBINE | retired |  | SITHE/ENERGIES GROUP |  | 1290 |  |  | ##84 | fo2 |  |  | 3 |  |  | 1980-01-01
672 | 1404 | NUEVO NRG - WELPORT | standby/selfgen |  |  |  | 2000 |  |  | #122 | gas |  |  | 3 |  |  | 1980-01-01
673 | 1405 | NUEVO NRG DOME | qf | Nuevo Energy GTCG | UNOCAL | Unocal | 3032 | 3500 | 468 | #122 | gas | gas |  | 3 | 3 |  | 1980-01-01
674 | 1406 | NUTRA SWEET KELCO | qf | Kelco GTCG1 | KELCO- DIVISION OF MERCK & CO | Merck | 12000 | 3100 | -8900 | #122 | gas | gas |  | 3 | 3 |  | 1980-01-01
675 | 1406.1 |  | qf | Kelco GTCG2 |  | Merck |  | 4200 |  |  |  | gas |  |  | 3
676 | 1406.2 |  | three units, qf | Kelco GTCG3 |  | Merck |  | 3100 |  |  |  | gas |  |  | 3
677 | 1408 | OBRIEN CA COGEN CAL MILK | qf | O'Brien CCCG | O'BRIEN CALIFORNIA COGEN LTD | O'Brien California Cogen | 17500 | 33800 | 16300 | #122 | gas | gas |  | 3 | 3 |  | 1980-01-01
678 | 1409 | OBRIEN NRG SYST COR |  | Corona Landfill | O'BRIEN ENERGY SYSTEM | O'Brien Energy Systems | 5200 | 3640 | -1560 | ###6 | lfg | bio |  | 3 | 3 |  | 1980-01-01
679 | 1410 | OBRIEN NRG SYST SANTA MARIA |  | O'Brien GTCG |  | O'Brien Energy Systems | 21500 | 32700 | 11200 | #122 | gas | gas |  | 3 | 3 |  | 1980-01-01
680 | 1410.1 |  | cec listing, qf | Occidental of Elk Hills GTCG |  | Occidental of Elk Hills |  | 7600 |  |  |  | gas |  |  | 3
681 | 1411 | Ocean Vista (Mandelay) 1 |  | Ocean Vista ST1 | Reliant Energy | SCE/IPP - Reliant | 215000 | 218000 | 3000 | #122 | gas | gas |  | 3 | 3 |  | 1980-01-01
682 | 1412 | Ocean Vista (Mandelay) 2 |  | Ocean Vista ST2 | Reliant Energy | SCE/IPP - Reliant | 215000 | 215000 |  | #122 | gas | gas |  | 3 | 3 |  | 1980-01-01
683 | 1413 | Ocean Vista (Mandelay) 3 |  | Ocean Vista GT3 | Reliant Energy | SCE/IPP - Reliant | 147000 | 132000 | -15000 | #122 | gas | gas |  | 3 | 3 |  | 1980-01-01
684 | 1414 | OGDEN PACIFIC POWER SALINAS |  | Salinas Landfill |  | Ogden Pacific Power | 1500 | 1300 | -200 | ###6 | lfg | bio |  | 3 | 2 | monterey county, north of path 15 | 1980-01-01
685 | 1415 | OILDALE NRG LLC | qf | Oildale GTCG | OILDALE ENERGY LLC | Oildale Energy | 16900 | 33400 | 16500 | #122 | gas | gas |  | 3 | 3 |  | 1980-01-01
686 | 1415.1 |  | cec renewable | Olinda Landfill 2 |  | Ridgewood Power Management |  | 2500 |  |  |  | bio |  |  | 3 |  |  | 2002-05-01
687 | 1416 | OLINDA POWER |  | Olinda Alpha Landfill | ORANGE COUNTY IWMD | Brea Power Partners | 5625 | 5600 | -25 | ###6 | lfg | bio |  | 3 | 3 |  | 1980-01-01
688 | 1417 | Olive 1 |  | Olive ST1 | Burbank Public Service Departm | Burbank Public Service | 46000 | 46000 |  | #122 | gas | gas |  | 3 | 3 |  | 1980-01-01
689 | 1418 | Olive 2 |  | Olive ST2 | Burbank Public Service Departm | Burbank Public Service | 60000 | 55000 | -5000 | #122 | gas | gas |  | 3 | 3 |  | 1980-01-01
690 | 1419 | Olive 3 |  | Olive GT3 | Burbank Public Service Departm | Burbank Public Service | 24000 | 23500 | -500 | #122 | gas | gas |  | 3 | 3 |  | 1980-01-01
691 | 1420 | Olive View Cogen 1 | qf | Olive View Med Cntr GTCG1 | LADWP | Los Angeles County | 0 | 100 | 100 | #122 | gas | gas |  | 3 | 3 |  | 1980-01-01
692 | 1420.1 |  | two units, qf | Olive View Med Cntr GTCG2 |  | Los Angeles County |  | 100 |  |  |  | gas |  |  | 3
693 | 1426 | ORANGE CTY SAN 1 |  | OCSD Plant 1 | ORANGE COUNTY SANITATION DISTR | Orange County Sanitation District | 2250 | 600 | -1650 | ###7 | oth | bio |  | 3 | 3 |  | 1980-01-01
694 | 1427 | ORMESA GEOTHERMAL II |  | Ormesa II | FPL ENERGY, INC | FPL Energy | 18500 | 18100 | -400 | ###4 | geo | geo |  | 3 | 3 |  | 1980-01-01
695 | 1428 | ORMESA I IE IH |  | Ormesa I | OESI POWER CORPORATION | OESI Power | 24000 | 20000 | -4000 | ###4 | geo | geo |  | 3 | 3 |  | 1980-01-01
696 | 1429 | ORMESA IE |  | Ormesa 1E | OESI POWER CORPORATION | OESI Power | 38000 | 38000 |  | ###4 | geo | geo |  | 3 | 3 |  | 1980-01-01
697 | 1430 | ORMESA IH |  | Ormesa 1H | OESI POWER CORPORATION | OESI Power | 6500 | 6200 | -300 | ###4 | geo | geo |  | 3 | 3 |  | 1980-01-01
698 | 1431 | Ormond Beach 1 |  | Ormond Beach Gen ST1 | Southern California Edison Com | SCE/IPP - Reliant | 750000 | 726000 | -24000 | #122 | gas | gas |  | 3 | 3 |  | 1980-01-01
699 | 1432 | Ormond Beach 2 |  | Ormond Beach Gen ST2 | Southern California Edison Com | SCE/IPP - Reliant | 750000 | 766000 | 16000 | #122 | gas | gas |  | 3 | 3 |  | 1980-01-01
700 | 1433 | OTAY I PWR STATION |  | Otay I Power Station | OGDEN ENERGY GROUP, INC | O'Brien Energy Systems | 1900 | 1196 | -704 | ###7 | oth | bio |  | 3 | 3 |  | 1980-01-01
701 | 1434 | OTAY LANDFILL2 |  | Otay Landfill 2 | ALLIED WASTE | Allied Waste | 3700 | 1196 | -2504 | ###7 | oth | bio |  | 3 | 3 |  | 1980-01-01
702 | 1435 | Otay Mesa 1 | under construction |  | Calpine Corp |  | 255000 |  |  | #122 | gas |  |  | 3 |  |  | 2053-12-31
703 | 1436 | Otay Mesa 2 | under construction |  | Calpine Corp |  | 255000 |  |  | #122 | gas |  |  | 3 |  |  | 2053-12-31
704 | 1437 | OXNARD HIGH | standby/selfgen |  | OXNARD HIGH SCHOOL |  | 60 |  |  | #122 | gas |  |  | 3 |  |  | 1980-01-01
705 | 1438 | OXNARD LANDFILL |  | Oxnard Landfill | J & C PROPERTIES, ET AL | J&C Properties | 5625 | 5096 | -529 | ###7 | oth | bio |  | 3 | 3 |  | 1980-01-01
706 | 1439 | OXNARD WWTP | standby/selfgen |  | CITY OF OXNARD |  | 750 |  |  | #122 | gas |  |  | 3 |  |  | 1980-01-01
707 | 1440 | P&G OXNARD 1 | qf | Oxnard GTCG1 | National Gas & Electric | National Gas & Electric | 9938 | 13800 | 3862 | #122 | gas | gas |  | 3 | 3 |  | 1980-01-01
708 | 1441 | P&G OXNARD 2 | qf | Oxnard GTCG2 | PROCTER & GAMBLE | Procter & Gamble | 24950 | 34700 | 9750 | #122 | gas | gas |  | 3 | 3 |  | 1980-01-01
709 | 1442 | PACIFIC BELL |  | Pacific Bell GT |  | Pacific Bell | 6420 | 4900 | -1520 | #122 | gas | gas |  | 3 | 3 |  | 1980-01-01
710 | 1444 | PALM SPRINGS | standby/selfgen |  | CITY OF PALM SPRINGS |  | 250 |  |  | ###7 | oth |  |  | 3 |  |  | 1980-01-01
711 | 1445 | PALM SPRINGS SUNRISE PLAZA | standby/selfgen |  | CITY OF PALM SPRINGS |  | 320.5 |  |  | #122 | gas |  |  | 3 |  |  | 1980-01-01
712 | 1446 | PALOMAR MED CTR | standby/selfgen |  | PALOMAR POMERADO HOSPITAL DIST |  | 650 |  |  | #122 | gas |  |  | 3 |  |  | 1980-01-01
713 | 1447 | PALOS VERDES NRG RECO |  | Palos Verdes | LA COUNTY SANITATION DISTRIC | LA County Sanitation District | 13000 | 11400 | -1600 | ###7 | oth | bio |  | 3 | 3 |  | 1980-01-01
714 | 1448 | Panoche (Calpeak) |  | Fresno GT | CalPeak Power | CalPeak | 49500 | 49500 |  | #122 | gas | gas |  | 3 | 3 |  | 2001-12-31 | 2001-09-30 | -92
715 | 1449 | Panoche (Wellhead) |  | Los Banos GT | Wellhead Power | Wellhead | 49900 | 49000 | -900 | #122 | gas | gas |  | 3 | 3 |  | 2001-12-14 | 2001-11-20 | -24
716 | 1450 | PAPER PAK PROD | standby/selfgen |  | PAPER PAK PRODUCTS |  | 700 |  |  | #122 | gas |  |  | 3 |  |  | 1980-01-01
717 | 1452 | Pastoria Energy Center (Complete) | under construction |  | Calpine Corp |  | 750000 |  |  | #122 | gas |  |  | 3 |  |  | 2004-06-01
718 | 1453 | Pastoria Energy Center Phase I | under construction |  | Calpine Corp |  | 250000 |  |  | #122 | gas |  |  | 3 |  |  | 2003-12-31
719 | 1454 | PCA METAL FINISH | standby/selfgen |  |  |  | 50 |  |  | #122 | gas |  |  | 3 |  |  | 1980-01-01
720 | 1455 | PE KES KINGSBURG LLC | qf | Kingsburg CCCG | PE Management-Kingsburg, LLC | PE Management | 17250 | 33000 | 15750 | #122 | gas | gas |  | 3 | 3 |  | 1980-01-01
721 | 1456 | Pebbly Beach 10 | set to zero, not interconnected with grid | Pebbly Beach IC7-15 | Southern California Edison Com | Southern California Edison | 0 | 0 |  | ##84 | fo2 | fo2 |  | 3 | 3 |  | 1980-01-01
722 | 1457 | Pebbly Beach 12 | combined |  | Southern California Edison Com |  | 0 |  |  | ##84 | fo2 |  |  | 3 |  |  | 1980-01-01
723 | 1458 | Pebbly Beach 14 | combined |  | Southern California Edison Com |  | 0 |  |  | ##84 | fo2 |  |  | 3 |  |  | 1980-01-01
724 | 1459 | Pebbly Beach 15 | combined |  | Southern California Edison Com |  | 0 |  |  | ##84 | fo2 |  |  | 3 |  |  | 1980-01-01
725 | 1460 | Pebbly Beach 7 | combined |  | Southern California Edison Com |  | 0 |  |  | ##84 | fo2 |  |  | 3 |  |  | 1980-01-01
726 | 1461 | Pebbly Beach 8 | combined |  | Southern California Edison Com |  | 0 |  |  | ##84 | fo2 |  |  | 3 |  |  | 1980-01-01
727 | 1462 | Pegasus Energy (Chino) | suspended construction |  | Pegasus Power Partners, LLC |  | 180000 |  |  | #122 | gas |  |  | 3 |  |  | 2053-12-31
728 | 1463 | Pegasus Power Project, Chino, Ph 2 | suspended construction |  | Pegasus Power Partners, LLC |  | 45000 |  |  | #122 | gas |  |  | 3 |  |  | 2002-02-01
729 | 1464 | PENROSE POWER STATION |  | Penrose Power Station | OGDEN ENERGY GROUP, INC | Ogden Energy Group | 12000 | 10885 | -1115 | ###6 | lfg | bio |  | 3 | 3 |  | 1980-01-01
730 | 1466 | PETROMINERALS CORP | standby/selfgen |  | PETROMINERALS CORP |  | 250 |  |  | #122 | gas |  |  | 3 |  |  | 1980-01-01
731 | 1473 | PITCHESS COGEN | qf | Pitchess CCCG | Pitchess Cogen, Los Angeles Co | Pitchess Cogen, Los Angeles County | 14354.5 | 23600 | 9245.5 | #122 | gas | gas |  | 3 | 3 |  | 1980-01-01
732 | 1474 | PLACERITA UNIT I | qf | Placerita GTCG1 | ARCO | ARCO Western Energy | 10880 | 20000 | 9120 | #122 | gas | gas |  | 3 | 3 |  | 1980-01-01
733 | 1475 | PLACERITA UNIT II | qf | Placerita GTCG2 | ARCO WESTERN ENERGY | ARCO Western Energy | 10880 | 20000 | 9120 | #122 | gas | gas |  | 3 | 3 |  | 1980-01-01
734 | 1476 | PLANT2 ORANGE CTY SANITA |  | OCSD Plant 2 | ORANGE COUNTY SANITATION DISTR | Orange County Sanitation District | 12000 | 1200 | -10800 | ###7 | oth | bio |  | 3 | 3 |  | 1980-01-01
735 | 746 | PLES - 1 |  | PLES I | MAMMOTH-PACIFIC, LP | Mammoth-Pacific | 10000 | 7200 | -2800 | ###4 | geo | geo |  | 2 | 3 | mono county, south of path 15 | 1980-01-01
736 | 1478 | POMERADO HOSP | standby/selfgen |  | PALOMAR POMERADO HOSPITAL DIST |  | 175 |  |  | #122 | gas |  |  | 3 |  |  | 1980-01-01
737 | 1479 | POMONA POWER | standby/selfgen |  | POMONA G P INC |  | 1650 |  |  | #122 | gas |  |  | 3 |  |  | 1980-01-01
738 | 1480 | POMONA VALLEY COMM HOSP | standby/selfgen |  | POMONA VALLEY COMMUNITY HOSPIT |  | 400 |  |  | #122 | gas |  |  | 3 |  |  | 1980-01-01
739 | 1482 | PRIMA DESHECHA LANDFILL |  | MM Prima Deschecha | ORANGE COUNTY IWM | MM Prima Deschecha Energy LLC | 9000 | 5210 | -3790 | ###7 | oth | bio |  | 3 | 3 |  | 1980-01-01
740 | 1483 | PT ARGUELLO PIPELINE | qf | Gaviota GTCG1 | CHEVRON USA | Chevron USA | 8600 | 2700 | -5900 | #122 | gas | gas |  | 3 | 3 |  | 1980-01-01
741 | 1483.1 |  | qf | Gaviota GTCG2 |  | Chevron USA |  | 2700 |  |  |  | gas |  |  | 3
742 | 1483.2 |  | qf | Gaviota GTCG3 |  | Chevron USA |  | 2700 |  |  |  | gas |  |  | 3
743 | 1483.3 |  | four units, qf | Gaviota GTCG4 |  | Chevron USA |  | 2700 |  |  |  | gas |  |  | 3
744 | 1484 | PT LOMA SEWAGE TREAT | different units | Pt Loma Sewage Treatment | SAN DIEGO WATER UTILITIES | San Diego Water Utilities | 2700 | 1890 | -810 | ###7 | oth | bio |  | 3 | 3 |  | 1980-01-01
745 | 1484.1 |  | cec renewable | Pt Loma Wastewater Treatment |  | City of San Diego, Metropolitan Wastewater Department |  | 3080 |  |  |  | hyd |  |  | 3 |  |  | 2001-06-01
746 | 1485 | PUENTE HILLS NRG RECO A |  | Puente Hills 1 | LA COUNTY SANITATION DISTRIC | LA County Sanitation District | 4000 | 44200 | 40200 | ###7 | oth | bio |  | 3 | 3 |  | 1980-01-01
747 | 1486 | PUENTE HILLS NRG RECO B |  | Puente Hills 2 | LA COUNTY SANITATION DISTRIC | LA County Sanitation District | 50000 | 3500 | -46500 | ###7 | oth | bio |  | 3 | 3 |  | 1980-01-01
748 | 1487 | QUALCOMM | standby/selfgen |  | HOME FED BANK |  | 1125 |  |  | #122 | gas |  |  | 3 |  |  | 1980-01-01
749 | 1488 | RED LION INN | standby/selfgen |  | RED LION INN |  | 230 |  |  | #122 | gas |  |  | 3 |  |  | 1980-01-01
750 | 1490 | Redondo Beach 5 |  | AES Redondo Beach ST5 | Southern California Edison Com | SCE/IPP - AES | 175000 | 175000 |  | #122 | gas | gas |  | 3 | 3 |  | 1980-01-01
751 | 1491 | Redondo Beach 6 |  | AES Redondo Beach ST6 | Southern California Edison Com | SCE/IPP - AES | 175000 | 175000 |  | #122 | gas | gas |  | 3 | 3 |  | 1980-01-01
752 | 1492 | Redondo Beach 7 |  | AES Redondo Beach ST7 | AES | SCE/IPP - AES | 480000 | 483000 | 3000 | #122 | gas | gas |  | 3 | 3 |  | 1980-01-01
753 | 1493 | Redondo Beach 8 |  | AES Redondo Beach ST8 | AES | SCE/IPP - AES | 480000 | 484000 | 4000 | #122 | gas | gas |  | 3 | 3 |  | 1980-01-01
754 | 1494 | RHONE-POULENC-DOMINGUEZ PLT | standby/selfgen |  | RHONE-POULENC BASIC CHEMICALS |  | 2450 |  |  | #122 | gas |  |  | 3 |  |  | 1980-01-01
755 | 1495 | RIALTO USD | standby/selfgen |  | EISENHOWER HIGH SCHOOL |  | 50 |  |  | #122 | gas |  |  | 3 |  |  | 1980-01-01
756 | 1496 | RIMROCK VILLAGE PARTERS | standby/selfgen |  | RIMROCK VILLAGE APARTMENTS |  | 60 |  |  | #122 | gas |  |  | 3 |  |  | 1980-01-01
757 | 1499 | RIO BRAVO FRESNO |  | Rio Bravo Fresno | CONSTELLATION ENERGY, CHRYSLER | Constellation Energy, Chrysler | 24300 | 21400 | -2900 | ###7 | oth | wod |  | 3 | 3 |  | 1980-01-01
758 | 1500 | RIO BRAVO JASMIN | qf | Rio Bravo Jasmin CKCG | RIO BRAVO JASMIN | Rio Bravo Jasmin | 20500 | 39900 | 19400 | ##63 | coal | coke | wscc listing | 3 | 3 |  | 1980-01-01
759 | 1501 | RIO BRAVO POSO | qf | Rio Bravo Poso CLCG | RIO BRAVO REFINING | Rio Bravo Refining | 18500 | 36200 | 17700 | ##63 | coal | coal |  | 3 | 3 |  | 1980-01-01
760 | 1503 | Riverside Canal Power Co 1 |  | Riverside Canal ST1 | THERMO ECOTEK | SCE/IPP - Thermo | 32000 | 32000 |  | #122 | gas | gas |  | 3 | 3 |  | 1980-01-01
761 | 1504 | Riverside Canal Power Co 2 |  | Riverside Canal ST2 | THERMO ECOTEK | SCE/IPP - Thermo | 33000 | 32000 | -1000 | #122 | gas | gas |  | 3 | 3 |  | 1980-01-01
762 | 1505 | Riverside Canal Power Co 3 |  | Riverside Canal ST3 | THERMO ECOTEK | SCE/IPP - Thermo | 44000 | 44000 |  | #122 | gas | gas |  | 3 | 3 |  | 1980-01-01
763 | 1506 | Riverside Canal Power Co 4 |  | Riverside Canal ST4 | THERMO ECOTEK | SCE/IPP - Thermo | 45000 | 44000 | -1000 | #122 | gas | gas |  | 3 | 3 |  | 1980-01-01
764 | 1507 | RIVERSIDE CEMENT CO | qf | Riverside Cement CKCG1 | RIVERSIDE CEMMENT CO | Riverside Cemment | 8500 | 100 | -8400 | ##63 | coal | coke | wscc listing | 3 | 3 |  | 1980-01-01
765 | 1507.1 |  | two units, qf | Riverside Cement CKCG2 |  | Riverside Cemment |  | 100 |  |  |  | coke |  |  | 3
766 | 1508 | RJ DONOVAN CORRECTIONAL | standby/selfgen |  |  |  | 1565 |  |  | #122 | gas |  |  | 3 |  |  | 1980-01-01
767 | 1508.1 |  | cec listing, qf | Rockwell GTCG |  | Rockwell International |  | 21000 |  |  |  | gas |  |  | 3
768 | 1509 | Rockwood 1 |  | Rockwood ST1 | Imperial Irrigation District - | Imperial Irrigation Dist | 25000 | 25000 |  | #122 | gas | fo2 | wscc listing | 3 | 3 |  | 1980-01-01
769 | 1510 | Rockwood 2 |  | Rockwood ST2 | Imperial Irrigation District - | Imperial Irrigation Dist | 25000 | 25000 |  | #122 | gas | fo2 | wscc listing | 3 | 3 |  | 1980-01-01
770 | 1511 | ROY SHARP JR | standby/selfgen |  |  |  | 100 |  |  | ###6 | lfg |  |  | 3 |  |  | 1980-01-01
771 | 1512 | ROYAL FARMS#2 | standby/selfgen |  | ROYAL FARMS |  | 100 |  |  | ###6 | lfg |  |  | 3 |  |  | 1980-01-01
772 | 1513 | ROYALTY CARPET MILLS | standby/selfgen |  |  |  | 212.5 |  |  | #122 | gas |  |  | 3 |  |  | 1980-01-01
773 | 1514 | SAINT AGNES HOSP | standby/selfgen |  |  |  | 1162.5 |  |  | #122 | gas |  |  | 3 |  |  | 1980-01-01
774 | 1515 | SALK INSTITUTE | standby/selfgen |  |  |  | 650 |  |  | #122 | gas |  |  | 3 |  |  | 1980-01-01
775 | 1515.1 |  | cec renewable | Salton Sea |  | Salton Sea Power LLC |  | 52270 |  |  |  | geo |  |  | 3 |  |  | 2000-12-01
776 | 1515.2 |  | wscc, cec listing | Salton Sea 1 |  | CalEnergy |  | 9100 |  |  |  | geo |  |  | 3
777 | 1515.3 |  | wscc, cec listing | Salton Sea 2 |  | CalEnergy |  | 18800 |  |  |  | geo |  |  | 3
778 | 1515.4 |  | wscc, cec listing | Salton Sea 3 |  | CalEnergy |  | 46300 |  |  |  | geo |  |  | 3
779 | 1515.5 |  | wscc, cec listing | Salton Sea 4 |  | OESI Power |  | 29600 |  |  |  | geo |  |  | 3
780 | 1516 | Salton Sea 5 |  | Salton Sea 5 | CalEnergy | CalEnergy/OESI Power | 49000 | 41000 | -8000 | ###4 | geo | geo |  | 3 | 3 |  | 2000-05-01 | 2000-06-01 | 31
781 | 1517 | SAN ANTONIO COMM HOSP | standby/selfgen |  | SAN ANTONIO COMMUNIT |  | 872 |  |  | #122 | gas |  |  | 3 |  |  | 1980-01-01
782 | 1519 | SAN DIEGO PWR&COOL | standby/selfgen |  | ONSITE ENERGY, INC |  | 800 |  |  | #122 | gas |  |  | 3 |  |  | 1980-01-01
783 | 1519.1 |  |  | San Diego WWTP |  | City of San Diego |  | 1330 |  |  |  | bio |  |  | 3
784 | 1531 | SAN GABRIEL COGEN | qf | San Gabriel Mill GTCG | Tractebel Electricity & Gas | Tractebel Electricity & Gas | 18000 | 36000 | 18000 | #122 | gas | gas |  | 3 | 3 |  | 1980-01-01
785 | 1536 | SAN MARCOS LANDFILL LA | standby/selfgen |  | SAN DIEGO COUNTY |  | 1000 |  |  | ###7 | oth |  |  | 3 |  |  | 1980-01-01
786 | 1537 | San Onofre 2 |  | San Onofre 2 | Southern California Edison Com | Southern California Edison | 1070000 | 1081000 | 11000 | ###5 | nuke | nuke |  | 3 | 3 |  | 1980-01-01
787 | 1538 | San Onofre 3 |  | San Onofre 3 | Southern California Edison Com | Southern California Edison | 1080000 | 1086000 | 6000 | ###5 | nuke | nuke |  | 3 | 3 |  | 1980-01-01
788 | 1539 | SANGER POWER&FEED | qf | Sanger GTCG | DYNAMIS INC | Dynamis | 19000 | 28900 | 9900 | #122 | gas | gas |  | 3 | 3 |  | 1980-01-01
789 | 1548 | SANTA BARBARA COTTAGE HOSP |  | Santa Barbara Hospital GTCG |  | Santa Barbara Cottage Hospital | 3200 | 4900 | 1700 | #122 | gas | gas |  | 3 | 3 |  | 1980-01-01
790 | 1549 | SANTA BARBARA CTY JAIL | standby/selfgen |  |  |  | 100 |  |  | #122 | gas |  |  | 3 |  |  | 1980-01-01
791 | 1551 | SANTA MARIA COGEN | qf | Santa Maria GTCG | Do Not Mail--Santa Maria Cogen | Santa Maria Cogen | 4022 | 7700 | 3678 | #122 | gas | gas |  | 3 | 3 |  | 1980-01-01
792 | 1552 | SANTA MONICA BAY HOTEL | standby/selfgen |  | LOEWS SANTA MONICA BEACH HOTEL |  | 475 |  |  | #122 | gas |  |  | 3 |  |  | 1980-01-01
793 | 1555 | Scattergood 1 |  | Scattergood ST1 | LADWP | Los Angeles DWP | 179000 | 179000 |  | #122 | gas | gas |  | 3 | 3 |  | 1980-01-01
794 | 1556 | Scattergood 2 |  | Scattergood ST2 | LADWP | Los Angeles DWP | 179000 | 179000 |  | #122 | gas | gas |  | 3 | 3 |  | 1980-01-01
795 | 1557 | Scattergood 3 |  | Scattergood ST3 | LADWP | Los Angeles DWP | 445000 | 445000 |  | #122 | gas | gas |  | 3 | 3 |  | 1980-01-01
796 | 1558 | SDSU MAIN | standby/selfgen |  | SAN DIEGO STATE UNIVERSITY |  | 1500 |  |  | #122 | gas |  |  | 3 |  |  | 1980-01-01
797 | 1559 | SEA WORLD | standby/selfgen |  | SEA WORLD, INC |  | 1280 |  |  | #122 | gas |  |  | 3 |  |  | 1980-01-01
798 | 1560 | SECOND IMPERIAL GEO |  | SIGC | OGDEN POWER CORPORATION | Ogden Power | 37000 | 31200 | -5800 | ###4 | geo | geo |  | 3 | 3 |  | 1980-01-01
799 | 1562 | SEGS 1-2 SUNRAY ENERGY |  | Luz SEGS I | LUZ SOLAR PTNRS II | Luz Solar Partners | 43800 | 1300 | -42500 | ###2 | solar | solar |  | 3 | 3 |  | 1980-01-01
800 | 1562.1 |  | personal preference | Luz SEGS II |  | Luz Solar Partners |  | 25300 |  |  |  | solar |  |  | 3
801 | 1563 | SEGS 3 LUZ SOLAR PARTNERS |  | Luz SEGS III | KRAMER JUNCTION COMPANY | Kramer Junction | 35000 | 35000 |  | ###2 | solar | solar |  | 3 | 3 |  | 1980-01-01
802 | 1564 | SEGS 4 LUZ SOLAR PARTNERS |  | Luz SEGS IV | KRAMER JUNCTION COMPANY | Kramer Junction | 35000 | 35000 |  | ###2 | solar | solar |  | 3 | 3 |  | 1980-01-01
803 | 1565 | SEGS 5 LUZ SOLAR PARTNERS |  | Luz SEGS V | KRAMER JUNCTION COMPANY | Kramer Junction | 35000 | 35000 |  | ###2 | solar | solar |  | 3 | 3 |  | 1980-01-01
804 | 1566 | SEGS 6 LUZ SOLAR PARTNERS |  | Luz SEGS VI | KRAMER JUNCTION COMPANY | Kramer Junction | 35000 | 35000 |  | ###2 | solar | solar |  | 3 | 3 |  | 1980-01-01
805 | 1567 | SEGS 7 LUZ SOLAR PARTNERS |  | Luz SEGS VII | KRAMER JUNCTION COMPANY | Kramer Junction | 35000 | 35000 |  | ###2 | solar | solar |  | 3 | 3 |  | 1980-01-01
806 | 1568 | SEGS 8 LUZ SOLAR PARTNERS |  | Luz SEGS VIII | HARPER LAKE COMPANY VIII | Harper Lake | 80000 | 72400 | -7600 | ###2 | solar | solar |  | 3 | 3 |  | 1980-01-01
807 | 1569 | SEGS 9 LUZ SOLAR PARTNERS |  | Luz SEGS IX | LUZ SOLAR PARTNERS INC, LTD | Luz Solar Partners | 80000 | 72900 | -7100 | ###2 | solar | solar |  | 3 | 3 |  | 1980-01-01
808 | 1570 | SEKR COGEN | qf | Southeast Kern River GTCG1 | Texaco | Texaco | 17234 | 18000 | 766 | #122 | gas | gas |  | 3 | 3 |  | 1980-01-01
809 | 1570.1 |  | qf | Southeast Kern River GTCG2 |  | Texaco |  | 1900 |  |  |  | gas |  |  | 3
810 | 1570.2 |  | three units, qf | Southeast Kern River GTCG3 |  | Texaco |  | 1900 |  |  |  | gas |  |  | 3
811 | 1575 | SITHE ENERGIES | qf | E F Oxnard GTCG | Sithe Energies, Inc | Sithe Energies | 24250 | 47100 | 22850 | #122 | gas | gas |  | 3 | 3 |  | 1980-01-01
812 | 1579 | SMURFIT POMONA MILL | qf | Pomona Mill GTCG | Smurfit Newsprint Corp | Smurfit Newsprint | 6000 | 1300 | -4700 | #122 | gas | gas |  | 3 | 3 |  | 1980-01-01
813 | 1582 | SOCAL GAS | standby/selfgen |  | SOCALIFGAS CO |  | 275 |  |  | #122 | gas |  |  | 3 |  |  | 1980-01-01
814 | 1583 | SOCAL GAS HYATT REGENCY | standby/selfgen |  |  |  | 100 |  |  | #122 | gas |  |  | 3 |  |  | 1980-01-01
815 | 1584 | SOCAL GAS SCAQMD | standby/selfgen |  |  |  | 100 |  |  | #122 | gas |  |  | 3 |  |  | 1980-01-01
816 | 1585 | SOCAL GAS UCSB | standby/selfgen |  |  |  | 100 |  |  | #122 | gas |  |  | 3 |  |  | 1980-01-01
817 | 1586 | SOLAR TURBINES | qf | Solar Turbines GT |  | Solar Turbines | 9500 | 0 | -9500 | #122 | gas | gas |  | 3 | 3 |  | 1980-01-01
818 | 1587 | SOLEDAD PRISON | standby/selfgen |  |  |  | 1100 |  |  | #122 | gas |  |  | 3 |  |  | 1980-01-01
819 | 1588 | Soledad Wood-burning (regear) Plant |  | Soledad | Soledad Energy Partnership | Soledad Energy | 13500 | 11800 | -1700 | ###7 | oth | wod |  | 3 | 2 | monterey county, north of path 15 | 2001-07-15 | 1989-12-22 | -4223
820 | 1589 | South Bay 1 |  | South Bay ST1 | San Diego Unified Port District | SDGE/IPP - San Diego Port | 146000 | 147000 | 1000 | #122 | gas | gas |  | 3 | 3 |  | 1980-01-01
821 | 1590 | South Bay 2 |  | South Bay ST2 | San Diego Unified Port District | SDGE/IPP - San Diego Port | 150000 | 150000 |  | #122 | gas | gas |  | 3 | 3 |  | 1980-01-01
822 | 1591 | South Bay 3 |  | South Bay ST3 | San Diego Unified Port District | SDGE/IPP - San Diego Port | 175000 | 176000 | 1000 | #122 | gas | gas |  | 3 | 3 |  | 1980-01-01
823 | 1592 | South Bay 4 |  | South Bay ST4 | San Diego Unified Port District | SDGE/IPP - San Diego Port | 222000 | 226000 | 4000 | #122 | gas | gas |  | 3 | 3 |  | 1980-01-01
824 | 1593 | South Bay GT1 |  | South Bay GT | San Diego Unified Port District | SDGE/IPP - San Diego Port | 22000 | 18000 | -4000 | #122 | gas | gas |  | 3 | 3 |  | 1980-01-01
825 | 1594 | SOUTH BELRIDGE COGEN | qf | South Belridge GTCG1 | CAL RESOURCES LLC | Cal Resources | 24000 | 3400 | -20600 | #122 | gas | gas |  | 3 | 3 |  | 1980-01-01
826 | 1594.1 |  | qf | South Belridge GTCG2 |  | Cal Resources |  | 3400 |  |  |  | gas |  |  | 3
827 | 1594.2 |  | three units, qf | South Belridge GTCG3 |  | Cal Resources |  | 3400 |  |  |  | gas |  |  | 3
828 | 1595 | SPADRA LANDFILL |  | Spadra Landfill | CA POLYTECHNIC POMONA | LA County Sanitation District | 8000 | 7000 | -1000 | ###7 | oth | bio |  | 3 | 3 |  | 1980-01-01
829 | 1596 | Springs Substation 1 |  | Springs Substation GT1 | City of Riverside | Riverside CA, City of | 10000 | 11000 | 1000 | #122 | gas | gas |  | 3 | 3 |  | 2002-07-15 | 2002-06-03 | -42
830 | 1597 | Springs Substation 2 |  | Springs Substation GT2 | City of Riverside | Riverside CA, City of | 10000 | 11000 | 1000 | #122 | gas | gas |  | 3 |  |  | 2002-07-15 | 2002-06-03 | -42
831 | 1598 | Springs Substation 3 |  | Springs Substation GT3 | City of Riverside | Riverside CA, City of | 10000 | 11000 | 1000 | #122 | gas | gas |  | 3 |  |  | 2002-07-15 | 2002-06-03 | -42
832 | 1599 | Springs Substation 4 |  | Springs Substation GT4 | City of Riverside | Riverside CA, City of | 10000 | 11000 | 1000 | #122 | gas | gas |  | 3 |  |  | 2002-07-15 | 2002-06-03 | -42
833 | 1601 | ST JOHNS HOSP | standby/selfgen |  | STJOHN'S HOSPITAL &HEALTH CTR |  | 540 |  |  | #122 | gas |  |  | 3 |  |  | 1980-01-01
834 | 1602 | ST LUKE MED CTR | standby/selfgen |  | ORNDNA HEALTH CORPORATION |  | 500 |  |  | #122 | gas |  |  | 3 |  |  | 1980-01-01
835 | 1604 | Sunrise Power CC Phase | deferred construction |  | Edison International |  | 580000 |  |  | #122 | gas |  |  | 3 |  |  | 2003-08-01
836 | 1604.1 |  |  | Sunrise GTCG (pre-CC) |  | Mission Energy/Texaco |  | 320000 |  |  |  | gas |  |  | 3 |  |  | 2001-06-26
837 | 1606 | SW MARINE | standby/selfgen |  | SOUTHWEST MARINE |  | 650 |  |  | #122 | gas |  |  | 3 |  |  | 1980-01-01
838 | 1607 | Sycamore Cogen 1 | qf | Sycamore GTCG1 | Southern California Edison Com | Sycamore Cogeneration | 150000 | 74000 | -76000 | #122 | gas | gas |  | 3 | 3 |  | 1980-01-01
839 | 1607.1 |  | qf | Sycamore GTCG2 |  | Sycamore Cogeneration |  | 74000 |  |  |  | gas |  |  | 3
840 | 1607.2 |  | qf | Sycamore GTCG3 |  | Sycamore Cogeneration |  | 74000 |  |  |  | gas |  |  | 3
841 | 1607.3 |  | four units, qf | Sycamore GTCG4 |  | Sycamore Cogeneration |  | 74000 |  |  |  | gas |  |  | 3
842 | 1608 | SYCAMORE LANDFILL |  | Sycamore Landfill | ALLIED WASTE | Allied Waste | 1500 | 1246 | -254 | ###7 | oth | bio |  | 3 | 3 |  | 1980-01-01
843 | 1609 | TAJIGUAS LANDFILL |  | MM Tajiguas | SANTA BARBARA COUNTY | MM Tajiguas Energy LLC | 3200 | 1870 | -1330 | ###7 | oth | bio |  | 3 | 3 |  | 1980-01-01 | 2000-07-01 | 7487
844 | 1612 | Texaco Cogen 1 |  | Texaco GT1 | LADWP | Equilon Enterprises | 30000 | 900 | -29100 | ###7 | oth | rfg |  | 3 | 3 |  | 1980-01-01
845 | 1612.1 |  |  | Texaco GT2 |  | Equilon Enterprises |  | 900 |  |  |  | rfg |  |  | 3
846 | 1613 | Texaco Expansion 1 |  | Texaco Expansion GT | LADWP | Texaco Refining Marketing | 0 | 700 | 700 | ###7 | oth | rfg |  | 3 | 3 |  | 1980-01-01
847 | 1614 | Texaco Lost Hills | qf | Texaco (Lost Hills) GTCG | Texaco | Texaco | 10969 | 10600 | -369 | #122 | gas | gas |  | 3 | 3 |  | 1980-01-01
848 | 1615 | Texaco McKittrick | qf | McKittrick GTCG1 | Texaco | Texaco | 10969 | 1500 | -9469 | #122 | gas | gas |  | 3 | 3 |  | 1980-01-01
849 | 1615.1 |  | qf | McKittrick GTCG2 |  | Texaco |  | 1500 |  |  |  | gas |  |  | 3
850 | 1615.2 |  | three units, qf | McKittrick GTCG3 |  | Texaco |  | 1500 |  |  |  | gas |  |  | 3
851 | 1616 | Texaco North Midway | qf | North Midway GTCG1 | Texaco | Texaco | 10969 | 3500 | -7469 | #122 | gas | gas |  | 3 | 3 |  | 1980-01-01
852 | 1616.1 |  | two units, qf | North Midway GTCG2 |  | Texaco |  | 3500 |  |  |  | gas |  |  | 3
853 | 1616.2 |  | press release | THUMS GTCG |  | THUMS Long Beach Company |  | 47000 |  |  |  | gas |  |  | 3 |  |  | 2003-01-30
854 | 1620 | TORRANCE REFINERY | qf | Torrance Refinery CCCG | MOBIL OIL COMPANY | Mobil Oil | 20950 | 0 | -20950 | #122 | gas | gas |  | 3 | 3 |  | 1980-01-01
855 | 1621 | TOTAL ENERGY SANITA |  | Total EF | County Sanitation Districts of | Los Angeles County | 8250 | 900 | -7350 | ###7 | oth | bio |  | 3 | 3 |  | 1980-01-01
856 | 1622 | TOYON CANYON LANDFILL |  | Toyon Canyon Landfill | OGDEN ENERGY GROUP, INC | Ogden Energy Group | 12000 | 10883 | -1117 | ###6 | lfg | bio |  | 3 | 3 |  | 1980-01-01
857 | 1623 | TRW | standby/selfgen |  | TRW INC |  | 650 |  |  | #122 | gas |  |  | 3 |  |  | 1980-01-01
858 | 1624 | TULARE | standby/selfgen |  |  |  | 405 |  |  | ###6 | lfg |  |  | 3 |  |  | 1980-01-01
859 | 1625 | TULARE COUNTY LANDFILL |  | MM Tulare | MINNESOTA METHANE | MM Tulare Energy LLC | 1900 | 1870 | -30 | ###7 | oth | bio |  | 3 | 3 |  | 1980-01-01
860 | 1626 | TULARE DETENTION | standby/selfgen |  | COUNTY OF TULARE |  | 275 |  |  | #122 | gas |  |  | 3 |  |  | 1980-01-01
861 | 1630 | TURBINE TECH | standby/selfgen |  | TURBINE TECHNOLOGY |  | 75 |  |  | #122 | gas |  |  | 3 |  |  | 1980-01-01
862 | 1632 | UCLA Cogen 1 |  | UCLA Chiller CCCG | LADWP | UCLA | 19500 | 0 | -19500 | #122 | gas | gas |  | 3 | 3 |  | 1980-01-01
863 | 1633 | UCLA So CHILLER COGEN | standby/selfgen |  | UCLA REGENTS |  | 15200 |  |  | #122 | gas |  |  | 3 |  |  | 1980-01-01
864 | 1633.1 |  | press release | UCSD GTCG |  | UC San Diego |  | 25300 |  |  |  | gas |  |  | 3 |  |  | 2001-04-02
865 | 1634 | Ultramar 1 | standby/selfgen |  | LADWP |  | 0 |  |  | #122 | gas |  |  | 3 |  |  | 1980-01-01
866 | 1635 | Union Carbide 1 | standby/selfgen |  | LADWP |  | 0 |  |  | ###7 | oth |  |  | 3 |  |  | 1980-01-01
867 | 1636 | Union Pacific I | standby/selfgen |  | LADWP |  | 0 |  |  | #122 | gas |  |  | 3 |  |  | 1980-01-01
868 | 1637 | Union Pacific II | standby/selfgen |  | LADWP |  | 0 |  |  | #122 | gas |  |  | 3 |  |  | 1980-01-01
869 | 1638 | UNION TRIBUNE PUB | standby/selfgen |  | COPLEY PRESS, INC |  | 1550 |  |  | #122 | gas |  |  | 3 |  |  | 1980-01-01
870 | 1639 | UNIV SAN DIEGO | qf | USD Cogen GTCG1 | HAWTHORNE ENGINE SYSTEMS | Hawthorne Engine Systems | 525 | 0 | -525 | #122 | gas | gas |  | 3 | 3 |  | 1980-01-01
871 | 1639.1 |  | qf | USD Cogen GTCG2 |  | Hawthorne Engine Systems |  | 0 |  |  |  | gas |  |  | 3
872 | 1639.2 |  | cec listing, qf | USD Cogen GTCG3 |  | Hawthorne Engine Systems |  | 0 |  |  |  | gas |  |  | 3
873 | 1640 | University of CA Riverside | standby/selfgen |  | Southern States Power Co Inc |  | 6000 |  |  | ##84 | fo2 |  |  | 3 |  |  | 2001-08-01
874 | 1641 | Unocal Cogen 1 | standby/selfgen |  | LADWP |  | 0 |  |  | ###7 | oth |  |  | 3 |  |  | 1980-01-01
875 | 1642 | Unocal II Cogen 1 | standby/selfgen |  | LADWP |  | 0 |  |  | ###7 | oth |  |  | 3 |  |  | 1980-01-01
876 | 1643 | UNOCAL RESEARCH | qf | Unocal Research GTCG | UNOCAL | Unocal | 1811.5 | 0 | -1811.5 | #122 | gas | gas |  | 3 | 3 |  | 1980-01-01
877 | 1644 | UNOCAL RINCON COGEN | qf | Rincon Facility STCG | UNOCAL | Nuevo Energy | 1750 | 1100 | -650 | #122 | gas | gas |  | 3 | 3 |  | 1980-01-01
878 | 1645 | VA HOSPITAL | standby/selfgen |  | VA MEDICAL CENTER |  | 425 |  |  | #122 | gas |  |  | 3 |  |  | 1980-01-01
879 | 1645.1 |  | retiring 2003 | Valley ST3 |  | Los Angeles DWP |  | 163000 |  |  |  | gas |  |  | 3
880 | 1645.2 |  | retiring 2003 | Valley ST4 |  | Los Angeles DWP |  | 160000 |  |  |  | gas |  |  | 3
881 | 1650 | Valley LM6000 1 |  | Valley GT5 | LADWP | Los Angeles DWP | 47000 | 47000 |  | #122 | gas | gas |  | 3 | 3 |  | 2001-11-21 | 2001-11-21
882 | 1652 | VANGUARD - ELECTROPLAT | standby/selfgen |  | VANGUARD/ELECTRONIC PLATING |  | 50 |  |  | #122 | gas |  |  | 3 |  |  | 1980-01-01
883 | 1654 | VENTURA EAST WTR RENOV | standby/selfgen |  | CITY OF VENTURA |  | 274 |  |  | #122 | gas |  |  | 3 |  |  | 1980-01-01
884 | 1654.1 |  | wscc listing | Vernon IC1 |  | Vernon City of |  | 0 |  |  |  | fo2 |  |  | 3
885 | 1654.2 |  | wscc listing | Vernon IC2 |  | Vernon City of |  | 0 |  |  |  | fo2 |  |  | 3
886 | 1654.3 |  | wscc listing | Vernon IC3 |  | Vernon City of |  | 0 |  |  |  | fo2 |  |  | 3
887 | 1654.4 |  | wscc listing | Vernon IC4 |  | Vernon City of |  | 0 |  |  |  | fo2 |  |  | 3
888 | 1654.5 |  | wscc listing | Vernon IC5 |  | Vernon City of |  | 0 |  |  |  | fo2 |  |  | 3
889 | 1660 | Vernon VER6 |  | Vernon GT6 | Vernon CA, City of | Vernon City of | 5400 | 5900 | 500 | #122 | gas | gas |  | 3 | 3 |  | 1980-01-01
890 | 1661 | Vernon VER7 |  | Vernon GT7 | Vernon CA, City of | Vernon City of | 5400 | 5900 | 500 | #122 | gas | gas |  | 3 | 3 |  | 1980-01-01
891 | 1665 | VINTAGE PETRO | standby/selfgen |  | CONOCO, INC |  | 1650 |  |  | #122 | gas |  |  | 3 |  |  | 1980-01-01
892 | 1666 | VULCAN BN GEO |  | Vulcan | CALENERGY | CalEnergy | 34000 | 29900 | -4100 | ###4 | geo | geo |  | 3 | 3 |  | 1980-01-01
893 | 1670 | Watson Cogen 1 | qf | Watson GTCG1 | Southern California Edison Com | ARCO Products | 170000 | 61400 | -108600 | #122 | gas | gas |  | 3 | 3 |  | 1980-01-01
894 | 1670.1 |  | qf | Watson GTCG2 |  | ARCO Products |  | 61400 |  |  |  | gas |  |  | 3
895 | 1670.2 |  | qf | Watson CCCG3 |  | ARCO Products |  | 87300 |  |  |  | gas |  |  | 3
896 | 1670.3 |  | four units, qf | Watson CCCG4 |  | ARCO Products |  | 87300 |  |  |  | gas |  |  | 3
897 | 1671 | WAVE | standby/selfgen |  |  |  | 60 |  |  | #122 | gas |  |  | 3 |  |  | 1980-01-01
898 | 1672 | WESTEND |  | Westend GTCG | NORTH AMERICAN CHEMICAL CO | IMC Chemicals | 7500 | 1200 | -6300 | #122 | gas | gas |  | 3 | 3 |  | 1980-01-01
899 | 1673 | WESTERN ROCK PRODUCTS | standby/selfgen |  | WESTERN ROCK PRODUCTS |  | 250 |  |  | ###7 | oth |  |  | 3 |  |  | 1980-01-01
900 | 1676 | WHEELABRATOR NORWALK NRG | qf | Norwalk CCCG | WHEELABRATOR NORKWALK EGY CO | Wheelabrator | 14500 | 27200 | 12700 | #122 | gas | gas |  | 3 | 3 |  | 1980-01-01
901 | 1681 | Wildflower Indigo 1 |  | Indigo GT1 | InterGen | Wildflower LLP | 45000 | 45000 |  | #122 | gas | gas |  | 3 | 3 |  | 2001-07-01 | 2001-07-26
902 | 1682 | Wildflower Indigo 2 |  | Indigo GT2 | InterGen | Wildflower LLP | 45000 | 45000 |  | #122 | gas | gas |  | 3 | 3 |  | 2001-07-01 | 2001-07-26
903 | 1683 | Wildflower Indigo 3 |  | Indigo GT3 | InterGen | Wildflower LLP | 45000 | 45000 |  | #122 | gas | gas |  | 3 | 3 |  | 2001-07-01 | 2001-09-10 | 71
904 | 1684 | Wildflower Larkspur |  | Larkspur GT1 | InterGen | Wildflower LLP | 90000 | 43000 | -47000 | #122 | gas | gas |  | 3 | 3 |  | 2001-07-01 | 2001-07-04
905 | 1684.1 |  |  | Larkspur GT2 |  | Wildflower LLP |  | 43000 |  |  |  | gas |  |  | 3 |  |  | 2001-07-16
906 | 1685 | WILMINGTON COGEN |  | Praxair GTCG1 | PRAXAIR INCORPORATED | Praxair | 14000 | 0 | -14000 | #122 | gas | oth | wscc listing | 3 | 3 |  | 1980-01-01
907 | 1685.1 |  |  | Praxair GTCG2 |  | Praxair |  | 0 |  |  |  | rfg |  |  | 3
908 | 953 | ALTA MESA PWR PURCH |  | Windparks - San Gorgonio | MARK TECHNOLOGIES CO | various | 24570 | 590257 | 27908 | ##32 | wind | wind |  | 3 | 3 |  | 1980-01-01
909 | 958 | ALTECH III |  |  | ALTECH ENERGY INC | san gorgonio | 32874 |  |  | ##32 | wind |  |  | 3 |  |  | 1980-01-01
910 | 977 | BANK OF NY TRUST 2 |  |  | WIND POWER PARTNERS 1991, LP | san gorgonio | 9350 |  |  | ##32 | wind |  |  | 3 |  |  | 1980-01-01
911 | 1031 | Cabazon |  |  | Shell WindEnergy | san gorgonio | 40900 |  |  | ##32 | wind |  |  | 3 |  |  | 2002-11-30
912 | 1138 | DIFWIND FARMS L |  |  | ENERGY CONVERSION TE | san gorgonio | 14154 |  |  | ##32 | wind |  |  | 3 |  |  | 1980-01-01
913 | 1139 | DIFWIND FARMS LTD V |  |  | DIFWIND PARTNERS | san gorgonio | 7884 |  |  | ##32 | wind |  |  | 3 |  |  | 1980-01-01
914 | 1160 | EAST WINDS |  |  | SeaWest | san gorgonio | 4165 |  |  | ##32 | wind |  |  | 3 |  |  | 1980-01-01
915 | 1161 | EDOM HILL WIND PK SO CA S |  |  | SOCALIFSUNBELT DEV | san gorgonio | 10465 |  |  | ##32 | wind |  |  | 3 |  |  | 1980-01-01
916 | 1193 | EUI MANAGEMENT PH |  |  | FPL ENERGY, INC | san gorgonio | 25535 |  |  | ##32 | wind |  |  | 3 |  |  | 1980-01-01
917 | 1194 | EUI Management PH Inc |  |  | EUI Management PH Inc | san gorgonio | 25535 |  |  | ##32 | wind |  |  | 3 |  |  | 2000-01-01
918 | 1210 | GAEL ENERGY LP |  |  | GREAT AMERICAN INDUSTRIES, INC | san gorgonio | 8000 |  |  | ##32 | wind |  |  | 3 |  |  | 1980-01-01
919 | 1226 | Green Power I |  |  | Enron Wind Corp | san gorgonio | 0 |  |  | ##32 | wind |  |  | 3 |  |  | 1999-06-01
920 | 1278 | Karen Avenue Wind |  |  | EUI MANAGEMENT P H | san gorgonio | 3000 |  |  | ##32 | wind |  |  | 3 |  |  | 1980-01-01
921 | 1339 | MESA ZOND-PANAERO |  |  | MOGUL WIND | san gorgonio | 29900 |  |  | ##32 | wind |  |  | 3 |  |  | 1980-01-01
922 | 1378 | Mountain View I & II |  |  | PG&E National Energy Group | san gorgonio | 66600 |  |  | ##32 | wind |  |  | 3 |  |  | 2001-09-30
923 | 1443 | PAINTED HILLS WIND DEV |  |  | PHOENIX ENERGY LTD | san gorgonio | 19265 |  |  | ##32 | wind |  |  | 3 |  |  | 1980-01-01
924 | 1467 | PHOENIX ENERGY LTD |  |  | RENEWABLE ENERGY VEN | san gorgonio | 13510 |  |  | ##32 | wind |  |  | 3 |  |  | 1980-01-01
925 | 1535 | SAN JACINTO POWER CO |  |  | ROBERT SMITH | san gorgonio | 4435 |  |  | ##32 | wind |  |  | 3 |  |  | 1980-01-01
926 | 1561 | Section 28 Sandberg III |  |  | SAN GORGONIO FARMS, | san gorgonio | 20756 |  |  | ##32 | wind |  |  | 3 |  |  | 1980-01-01
927 | 1674 | WESTWIND TRUST |  |  | WESTWIND ASSOCIATION | san gorgonio | 16207 |  |  | ##32 | wind |  |  | 3 |  |  | 1980-01-01
928 | 1678 | Whitewater Hill |  |  | Shell WindEnergy | san gorgonio | 61500 |  |  | ##32 | wind |  |  | 3 |  |  | 2002-08-31
929 | 1679 | WHITEWATER HILL 28 |  |  |  | san gorgonio | 28000 |  |  | ##32 | wind |  |  | 3 |  |  | 1980-01-01
930 | 1680 | WHITEWATER HILL 3 |  |  | SECTION 28 TRUST | san gorgonio | 3000 |  |  | ##32 | wind |  |  | 3 |  |  | 1980-01-01
931 | 1689 | WINDPOWER 1993 LP BU |  |  | FRED NOBLE | san gorgonio | 13500 |  |  | ##32 | wind |  |  | 3 |  |  | 1980-01-01
932 | 1690 | WINDPOWER 1993 LP RIV |  |  | SIGMUND J LICHTER | san gorgonio | 6200 |  |  | ##32 | wind |  |  | 3 |  |  | 1980-01-01
933 | 1691 | WINDPOWER 1993 LP TR |  |  | WINTEC, LTD | san gorgonio | 18237 |  |  | ##32 | wind |  |  | 3 |  |  | 1980-01-01
934 | 1692 | WINDPOWER 1993 LP WH |  |  | SAN GORGONIO FARM IN | san gorgonio | 5007 |  |  | ##32 | wind |  |  | 3 |  |  | 1980-01-01
935 | 1695 | WINDUSTRIES |  |  | WINDUSTRIES INC | san gorgonio | 9800 |  |  | ##32 | wind |  |  | 3 |  |  | 1980-01-01
936 | 1698 | ZOND CABAZON DEV CORP |  |  | VMSO IV CORPORATION | san gorgonio | 40000 |  |  | ##32 | wind |  |  | 3 |  |  | 1980-01-01
937 | 1698.1 |  |  | Alta Mesa IV |  | Mark Tech Corp/FORAS Energy, Inc |  | 19800 |  |  |  | wind |  |  | 3 |  |  | 2003-03-31
938 | 1698.2 |  |  | Alta Mesa VII |  | Mark Technologies Corp |  | 15000 |  |  |  | wind |  |  | 3 |  |  | 2003-06-30
939 | 1036 | CALWIND RES WIND RESO |  | Windparks - Tehachapi Pass | ARBUTUS CORPORATION | various | 14885 | 749098 | 124155 | ##32 | wind | wind |  | 3 | 3 |  | 1980-01-01
940 | 1037 | CALWIND RES WIND RESO |  |  | CALWIND RESOURCES INC | tehachapi | 8710 |  |  | ##32 | wind |  |  | 3 |  |  | 1980-01-01
941 | 1039 | CAMERON RIDGE III |  |  | FPL ENERGY, INC | tehachapi | 33600 |  |  | ##32 | wind |  |  | 3 |  |  | 1980-01-01
942 | 1040 | CAMERON RIDGE IV |  |  | FPL ENERGY, INC | tehachapi | 11900 |  |  | ##32 | wind |  |  | 3 |  |  | 1980-01-01
943 | 1042 | CANNON NRG CORP 6024 |  |  |  | tehachapi | 45374 |  |  | ##32 | wind |  |  | 3 |  |  | 1980-01-01
944 | 1043 | CANNON NRG CORP 6092 |  |  | CORAM | tehachapi | 25512 |  |  | ##32 | wind |  |  | 3 |  |  | 1980-01-01
945 | 1096 | CORAM ENERGY GRP LTD |  |  | CORAM | tehachapi | 1880 |  |  | ##32 | wind |  |  | 3 |  |  | 1980-01-01
946 | 1109 | CTV PWR PURCHASE TRUST |  |  | CTV MANAGEMENT GROUP | tehachapi | 13775 |  |  | ##32 | wind |  |  | 3 |  |  | 1980-01-01
947 | 1129 | DESERT WIND I |  |  | DIFWIND V | tehachapi | 48000 |  |  | ##32 | wind |  |  | 3 |  |  | 1980-01-01
948 | 1130 | DESERT WIND II |  |  | SeaWest | tehachapi | 75000 |  |  | ##32 | wind |  |  | 3 |  |  | 1980-01-01
949 | 1131 | DESERT WIND III |  |  | SeaWest | tehachapi | 37000 |  |  | ##32 | wind |  |  | 3 |  |  | 1980-01-01
950 | 1186 | ENERGY CONVERSION TECH |  |  | ENERGY DEVELOPMENT C | tehachapi | 4400 |  |  | ##32 | wind |  |  | 3 |  |  | 1980-01-01
951 | 1364 | MOGUL WIND |  |  | OAK CREEK ENERGY SYS | tehachapi | 4000 |  |  | ##32 | wind |  |  | 3 |  |  | 1980-01-01
952 | 1407 | OAK CREEK NRG SYST |  |  | ENRON WIND CORP | tehachapi | 24000 |  |  | ##32 | wind |  |  | 3 |  |  | 1980-01-01
953 | 1576 | SKY RIVER WILDERNESS I |  |  | SKY RIVER PARTNERSHIP | tehachapi | 36725 |  |  | ##32 | wind |  |  | 3 |  |  | 1980-01-01
954 | 1577 | SKY RIVER WILDERNESS II |  |  | SKY RIVER PARTNERSHIP | tehachapi | 19800 |  |  | ##32 | wind |  |  | 3 |  |  | 1980-01-01
955 | 1578 | SKY RIVER WILDERNESS III |  |  | SMITH WIND ENERGY CORP | tehachapi | 20925 |  |  | ##32 | wind |  |  | 3 |  |  | 1980-01-01
956 | 1581 | SO CALIF SUNBELT MOJAVE |  |  | SO CALIF SUNBELT | tehachapi | 200 |  |  | ##32 | wind |  |  | 3 |  |  | 1980-01-01
957 | 1610 | TEHACHAPI PWR |  |  | TEHACHAPI PWR PUR CONTR TRUST | tehachapi | 56000 |  |  | ##32 | wind |  |  | 3 |  |  | 1980-01-01
958 | 1662 | VICTORY GARDEN IV A |  |  | ENRON WIND CORP | tehachapi | 6975 |  |  | ##32 | wind |  |  | 3 |  |  | 1980-01-01
959 | 1663 | VICTORY GARDEN IV B |  |  | ENRON WIND CORP | tehachapi | 6975 |  |  | ##32 | wind |  |  | 3 |  |  | 1980-01-01
960 | 1664 | VICTORY GARDEN IV C |  |  | ENRON WIND CORP | tehachapi | 6900 |  |  | ##32 | wind |  |  | 3 |  |  | 1980-01-01
961 | 1686 | WIND FARM MGMT |  |  | WIND SOURCE INC | tehachapi | 5000 |  |  | ##32 | wind |  |  | 3 |  |  | 1980-01-01
962 | 1687 | WINDLAND A |  |  | WINDLAND INC | tehachapi | 6547 |  |  | ##32 | wind |  |  | 3 |  |  | 1980-01-01
963 | 1688 | WINDLAND B |  |  | WINDLAND INC | tehachapi | 7735 |  |  | ##32 | wind |  |  | 3 |  |  | 1980-01-01
964 | 1693 | WINDRIDGE INC |  |  | WINDRIDGE INC | tehachapi | 2340 |  |  | ##32 | wind |  |  | 3 |  |  | 1980-01-01
965 | 1694 | WINDSONG ENERGY |  |  | JOHN W HORTON | tehachapi | 2400 |  |  | ##32 | wind |  |  | 3 |  |  | 1980-01-01
966 | 1697 | ZEPHYR PARK I |  |  | ZEPHYR PARK | tehachapi | 4200 |  |  | ##32 | wind |  |  | 3 |  |  | 1980-01-01
967 | 1699 | ZOND SYST MONOLITH X |  |  | ENRON WIND CORP | tehachapi | 5040 |  |  | ##32 | wind |  |  | 3 |  |  | 1980-01-01
968 | 1700 | ZOND SYST MONOLITH XI |  |  | ENRON WIND CORP | tehachapi | 4990 |  |  | ##32 | wind |  |  | 3 |  |  | 1980-01-01
969 | 1701 | ZOND SYST MONOLITH XII |  |  | ENRON WIND CORP | tehachapi | 6720 |  |  | ##32 | wind |  |  | 3 |  |  | 1980-01-01
970 | 1702 | ZOND SYST MONOLITH XIII |  |  | ENRON WIND CORP | tehachapi | 5670 |  |  | ##32 | wind |  |  | 3 |  |  | 1980-01-01
971 | 1703 | ZOND SYST NORTHWIND |  |  | ENRON WIND CORP | tehachapi | 6315 |  |  | ##32 | wind |  |  | 3 |  |  | 1980-01-01
972 | 1704 | ZOND SYST VICTORY GARD B |  |  | ENRON WIND CORP | tehachapi | 6925 |  |  | ##32 | wind |  |  | 3 |  |  | 1980-01-01
973 | 1705 | ZOND SYST VICTORY GARD C |  |  | ENRON WIND CORP | tehachapi | 6015 |  |  | ##32 | wind |  |  | 3 |  |  | 1980-01-01
974 | 1706 | ZOND SYST VICTORY GARD D |  |  | ENRON WIND CORP | tehachapi | 6770 |  |  | ##32 | wind |  |  | 3 |  |  | 1980-01-01
975 | 1707 | ZOND SYST VICTORY GARDEN I |  |  | ENRON WIND CORP | tehachapi | 6240 |  |  | ##32 | wind |  |  | 3 |  |  | 1980-01-01
976 | 1708 | ZOND WINDSYST85-A-M |  |  | ENRON WIND CORP | tehachapi | 17000 |  |  | ##32 | wind |  |  | 3 |  |  | 1980-01-01
977 | 1709 | ZOND WINDSYST85-B-M |  |  | ENRON WIND CORP | tehachapi | 22500 |  |  | ##32 | wind |  |  | 3 |  |  | 1980-01-01
978 | 1709.01 |  |  | Arbutus |  | CalWind Resources, Inc |  | 8400 |  |  |  | wind |  |  | 3 |  |  | 2003-03-15
979 | 1709.1 |  |  | Windparks - Los Angeles |  | various |  | 500 |  |  |  | wind |  |  | 3
980
981 | 1722 | Burrard Thermal 1 |  | Burrard Thermal ST1 | British Columbia Hydro & Power | British Columbia Hydro | 160000 | 152000 | -8000 | #111 | gas | gas |  | 4 | 4 |  | 1999-06-30
982 | 1723 | Burrard Thermal 2 |  | Burrard Thermal ST2 | British Columbia Hydro & Power | British Columbia Hydro | 160000 | 152000 | -8000 | #111 | gas | gas |  | 4 | 4 |  | 1999-06-30
983 | 1724 | Burrard Thermal 3 |  | Burrard Thermal ST3 | British Columbia Hydro & Power | British Columbia Hydro | 160000 | 152000 | -8000 | #111 | gas | gas |  | 4 | 4 |  | 1999-06-30
984 | 1725 | Burrard Thermal 4 |  | Burrard Thermal ST4 | British Columbia Hydro & Power | British Columbia Hydro | 157000 | 152000 | -5000 | #111 | gas | gas |  | 4 | 4 |  | 1980-01-01
985 | 1726 | Burrard Thermal 5 |  | Burrard Thermal ST5 | British Columbia Hydro & Power | British Columbia Hydro | 157000 | 152000 | -5000 | #111 | gas | gas |  | 4 | 4 |  | 1980-01-01
986 | 1727 | Burrard Thermal 6 |  | Burrard Thermal ST6 | British Columbia Hydro & Power | British Columbia Hydro | 163000 | 152000 | -11000 | #111 | gas | gas |  | 4 | 4 |  | 1980-01-01
987 | 1741 | Island Cogeneration |  | Island CCCG | Calpine Corp | Calpine | 250000 | 250000 |  | #111 | gas | gas |  | 4 | 4 |  | 2002-05-01 | 2002-05-07
988 | 1745 | Keogh GT2 | unknown, no longer listed by WSCC |  | British Columbia Hydro & Power |  | 50000 |  |  | ##84 | fo2 |  |  | 4 |  |  | 1980-01-01
989 | 1751 | McMahon Cogen Plant at Taylor BC |  | McMahon GTCG1 | Westcoast Energy (selling to T | ATCO/Westcoast | 58500 | 50000 | -8500 | #111 | gas | gas |  | 4 | 4 |  | 1980-01-01
990 | 1751.1 |  | two units | McMahon GTCG2 |  | ATCO/Westcoast |  | 50000 |  |  |  | gas |  |  | 4
991 | 1754 | NW Energy 1 (Williams Lake) |  | NW Energy | TransCanada Power Services | BCH/IPP-Williams Lake BC | 55000 | 48000 | -7000 | ###7 | oth | wod |  | 4 | 4 |  | 1999-11-19
992 | 1754.1 |  | press release | Purcell Power |  | BC Hydro |  | 14000 |  |  |  | bio |  |  | 4 |  |  | 2000-07-01
993 | 1759 | Rupert GT 1-2 |  | Rupert GT1 | British Columbia Hydro & Power | British Columbia Hydro | 46000 | 23000 | -23000 | #111 | gas | gas |  | 4 | 4 |  | 1980-01-01
994 | 1759.1 |  | two units | Rupert GT2 |  | British Columbia Hydro |  | 23000 |  |  |  | gas |  |  | 4
995 | 1759.2 |  | press release | Vancouver Landfill |  | Maxim Energy |  | 5600 |  |  |  | wod |  |  | 4 |  |  | 2003-08-31
996 | 1773 | West Coast Energy 1 |  | West Coast Energy GTCG1 | British Columbia Hydro & Power | Taylor BC | 50000 | 50000 |  | #111 | gas | gas |  | 4 | 4 |  | 1980-01-01
997 | 1774 | West Coast Energy 2 |  | West Coast Energy GTCG2 | British Columbia Hydro & Power | Taylor BC | 50000 | 50000 |  | #111 | gas | gas |  | 4 | 4 |  | 1980-01-01
998 | 1774.1
999 | 1805 | Danskin |  | Danskin (Mountain Home) GT | Idaho Power Co. | Idaho Power Company | 90000 | 90000 |  | #120 | gas | gas |  | 5 | 5 |  | 2001-10-01 | 2002-09-15 | 349
1000 | 1805.1 |  | part of 1891 | Emmett |  | Emmett Power Co |  | 11200 |  |  |  | wod |  |  | 5
1001 | 1821 | Glenns Ferry Cogeneration | qf | Glenns Ferry CCCG | Idaho Power Company | Magic Valley | 9000 | 10300 | 1300 | #120 | gas | gas |  | 5 | 5 |  | 1980-01-01
1002 | 1864 | Pocatello Waste 1 |  | Pocatello Wastewater | Idaho Power Company - ID | IPC/IPP-Pocatello ID | 150 | 150 |  | ###7 | oth | bio |  | 5 | 5 |  | 1980-01-01
1003 | 1865 | Rupert Cogeneration | qf | Rupert CCCG | Idaho Power Company | Magic Valley | 9000 | 10300 | 1300 | #120 | gas | gas |  | 5 | 5 |  | 1980-01-01
1004 | 1865.1 |  | wscc listing | Salmon Diesel IC1 |  | Idaho Power |  | 2800 |  |  |  | fo2 |  |  | 5
1005 | 1865.2 |  | wscc listing | Salmon Diesel IC2 |  | Idaho Power |  | 2800 |  |  |  | fo2 |  |  | 5
1006 | 1870 | Simplot Cogen 1 | qf | Simplot GTCG | Idaho Power Company - ID | Simplot Leasing | 4500 | 15900 | 11400 | #120 | gas | gas |  | 5 | 5 |  | 1980-01-01
1007 | 1870.1 |  | part of 1891 | Tamarack Energy |  | Bonneville Pacific |  | 5700 |  |  |  | wod |  |  | 5
1008 | 1890 | West Boise Waste 1 |  | West Boise Waste | Idaho Power Company - ID | IPC/IPP-Boise ID | 100 | 180 | 80 | ###7 | oth | bio |  | 5 | 5 |  | 1980-01-01
1009 | 1891 | Wood Plants 2 | (Emmett, Tamarack) |  | Idaho Power Company - ID |  | 16000 |  |  | ###7 |  |  |  | 5 |  |  | 1980-01-01
1010
1011 | 1893 | BGI 1 | qf | BGI CKCG | Yellowstone Energy | Yellowstone Energy-Billings | 57000 | 56000 | -1000 | ##60 | coal | coke | wscc listing | 6 | 6 |  | 1980-01-01
1012 | 1893.1 |  | npcc listing, temp thru 4/04 | Cenex TGT + Decker TGT |  | Cenex & Decker Coal |  | 26400 |  |  |  | fo2 |  |  | 6 |  |  | 2002-04-24
1013 | 1901 | Colstrip 1 |  | Colstrip ST1 | PPL Montana | PP&L Global | 318000 | 307000 | -11000 | ##60 | coal | coal |  | 6 | 6 |  | 1980-01-01
1014 | 1902 | Colstrip 2 |  | Colstrip ST2 | PPL Montana | PP&L Global | 320000 | 307000 | -13000 | ##60 | coal | coal |  | 6 | 6 |  | 1980-01-01
1015 | 1903 | Colstrip 3 |  | Colstrip ST3 | PPL Montana | PP&L Global | 727000 | 740000 | 13000 | ##60 | coal | coal |  | 6 | 6 |  | 1980-01-01
1016 | 1904 | Colstrip 4 |  | Colstrip ST4 | PPL Montana | Montana Power | 727000 | 740000 | 13000 | ##60 | coal | coal |  | 6 | 6 |  | 1980-01-01
1017 | 1906 | Corette 1 |  | Corette ST | PPL Montana | PP&L Global | 160000 | 160000 |  | ##60 | coal | coal |  | 6 | 6 |  | 1980-01-01
1018 | 1907 | Crowder Lumber Co |  |  | Crowder Lumber Co |  | 1650 |  |  | #119 | gas |  |  | 6 |  |  | 2053-12-31
1019 | 1907.1 |  | wscc listing | Helena Waste |  | MPC/IPP-Helena MT |  | 150 |  |  |  | bio |  |  | 6
1020 | 1907.2 |  | wscc listing | Misc Wind (3) |  | MPC-Livingston MT |  | 0 |  |  |  | wind |  |  | 6
1021 | 1936 | Montana First Megawatts | suspended construction |  | Northwestern Corp. |  | 240000 |  |  | #119 | gas |  |  | 6 |  |  | 2053-12-31
1022 | 1937 | Montana One 1 | qf | Colstrip Montana One FB |  | Colstrip Energy LP | 39000 | 36400 | -2600 | ###7 | oth | oth |  | 6 | 6 |  | 1980-01-01
1023 | 1937.1 |  | wscc listing | Yellowstone Park (5-IC) |  | Montana Power |  | 0 |  |  |  | fo2 |  |  | 6
1024 | 1937.2
1025 |  |  | basin website news | Arvada GT1 |  | Basin Electric Power Coop |  | 5000 |  |  |  | gas |  |  | 7 |  |  | 2002-09-01
1026 |  |  | basin website news | Arvada GT2 |  | Basin Electric Power Coop |  | 5000 |  |  |  | gas |  |  | 7 |  |  | 2002-09-01
1027 |  |  | basin website news | Arvada GT3 |  | Basin Electric Power Coop |  | 5000 |  |  |  | gas |  |  | 7 |  |  | 2002-09-01
1028 |  |  | basin website news | Barber Creek GT1 |  | Basin Electric Power Coop |  | 5000 |  |  |  | gas |  |  | 7 |  |  | 2002-09-24
1029 |  |  | basin website news | Barber Creek GT2 |  | Basin Electric Power Coop |  | 5000 |  |  |  | gas |  |  | 7 |  |  | 2002-09-24
1030 |  |  | basin website news | Barber Creek GT3 |  | Basin Electric Power Coop |  | 5000 |  |  |  | gas |  |  | 7 |  |  | 2002-09-24
1031 | 1984 | Cheyenne Diesel 1 | retired |  | Cheyenne Light Fuel & Power Co |  | 2000 |  |  | ##84 | fo2 |  |  | 7 |  |  | 1980-01-01
1032 | 1985 | Cheyenne Diesel 2 | retired |  | Cheyenne Light Fuel & Power Co |  | 2000 |  |  | ##84 | fo2 |  |  | 7 |  |  | 1980-01-01
1033 | 1986 | Cheyenne Diesel 3 | retired |  | Cheyenne Light Fuel & Power Co |  | 2000 |  |  | ##84 | fo2 |  |  | 7 |  |  | 1980-01-01
1034 | 1987 | Cheyenne Diesel 4 | retired |  | Cheyenne Light Fuel & Power Co |  | 2000 |  |  | ##84 | fo2 |  |  | 7 |  |  | 1980-01-01
1035 | 1988 | Cheyenne Diesel 5 | retired |  | Cheyenne Light Fuel & Power Co |  | 2000 |  |  | ##84 | fo2 |  |  | 7 |  |  | 1980-01-01
1036 | 1989 | Dave Johnston 1 |  | Dave Johnston ST1 | PacifiCorp | PacifiCorp | 106000 | 106000 |  | ##59 | coal | coal |  | 7 | 7 |  | 1980-01-01
1037 | 1990 | Dave Johnston 2 |  | Dave Johnston ST2 | PacifiCorp | PacifiCorp | 106000 | 106000 |  | ##59 | coal | coal |  | 7 | 7 |  | 1980-01-01
1038 | 1991 | Dave Johnston 3 |  | Dave Johnston ST3 | PacifiCorp | PacifiCorp | 230000 | 230000 |  | ##59 | coal | coal |  | 7 | 7 |  | 1980-01-01
1039 | 1992 | Dave Johnston 4 |  | Dave Johnston ST4 | PacifiCorp | PacifiCorp | 330000 | 330000 |  | ##59 | coal | coal |  | 7 | 7 |  | 1980-01-01
1040 | 2006 | Foote Creek I - PacifiCorp-EWEB |  | Foote Creek | PacifiCorp/EWEB | PacifiCorp/Seawest | 41400 | 64400 | -3600 | ##33 | wind | wind |  | 7 | 7 |  | 1999-04-01
1041 | 2007 | Foote Creek II - BPA Expansion | above |  | SeaWest |  | 1800 |  |  | ##33 | wind |  |  | 7 |  |  | 1999-06-30
1042 | 2008 | Foote Creek III - PSC Expansion | above |  | SeaWest |  | 24800 |  |  | ##33 | wind |  |  | 7 |  |  | 1999-06-30
1043 | 2009 | Foote Creek IV |  | Foote Creek phase 4 | SeaWest | PacifiCorp/Seawest | 16800 | 16300 | -500 | ##33 | wind | wind |  | 7 | 7 |  | 2000-10-01 | 2000-10-01
1044 | 2012 | General Chemical 1 | qf | General Chemical CG | PacifiCorp | General Chemical | 32000 | 500 | -31500 | ###7 | oth | coal | eia listing | 7 | 11 | wyoming plant on utah side of tmn path | 1980-01-01
1045 | 2013 | Gillette GT 1 |  | Gillette GT | Black Hills | Black Hills Corp | 40000 | 42000 | 2000 | #118 | gas | gas |  | 7 | 7 |  | 2000-07-01 | 2001-06-01 | 335
1046 | 2014 | Gillette GT 2 |  | Lange GT | Black Hills | Black Hills Corp | 40000 | 40000 |  | #118 | gas | gas |  | 7 | 7 |  | 2001-05-01 | 2002-06-04 | 399
1047 | 2015 | Gillette Upgrade | duplicate of 2013 |  | Black Hills |  | 10000 |  |  | #118 | gas |  |  | 7 |  |  | 2001-06-01
1048 |  |  | basin website news | Hartzog GT1 |  | Basin Electric Power Coop |  | 5000 |  |  |  | gas |  |  | 7 |  |  | 2002-06-18
1049 |  |  | basin website news | Hartzog GT2 |  | Basin Electric Power Coop |  | 5000 |  |  |  | gas |  |  | 7 |  |  | 2002-06-18
1050 |  |  | basin website news | Hartzog GT3 |  | Basin Electric Power Coop |  | 5000 |  |  |  | gas |  |  | 7 |  |  | 2002-06-18
1051 | 2021 | Jim Bridger 1 |  | Jim Bridger ST1 | PacifiCorp | PacifiCorp | 520000 | 530000 | 10000 | ##59 | coal | coal |  | 7 | 7 |  | 1980-01-01
1052 | 2022 | Jim Bridger 2 |  | Jim Bridger ST2 | PacifiCorp | PacifiCorp | 520000 | 530000 | 10000 | ##59 | coal | coal |  | 7 | 7 |  | 1980-01-01
1053 | 2023 | Jim Bridger 3 |  | Jim Bridger ST3 | PacifiCorp | PacifiCorp | 520000 | 530000 | 10000 | ##59 | coal | coal |  | 7 | 7 |  | 1980-01-01
1054 | 2024 | Jim Bridger 4 |  | Jim Bridger ST4 | PacifiCorp | PacifiCorp | 520000 | 520000 |  | ##59 | coal | coal |  | 7 | 7 |  | 1980-01-01
1055 | 2028 | Laramie R Station 1 |  | Laramie River ST1 | Basin Electric Power Cooperati | Basin Electric Power Coop | 550000 | 566800 | 16800 | ##59 | coal | coal |  | 7 | 7 |  | 1980-01-01
1056 | 2029 | Laramie R Station 2 |  | Laramie River ST2 | Basin Electric Power Cooperati | Basin Electric Power Coop | 550000 | 550000 |  | ##59 | coal | coal |  | 7 | 7 |  | 1980-01-01
1057 | 2030 | Laramie R Station 3 |  | Laramie River ST3 | Basin Electric Power Cooperati | Basin Electric Power Coop | 550000 | 550000 |  | ##59 | coal | coal |  | 7 | 7 |  | 1980-01-01
1058 | 2031 | Medicine Bow #10-11 |  | Medicine Bow | Platte River Power Authority | Platte River Power Auth | 1300 | 5700 | 4400 | ##33 | wind | wind |  | 7 | 7 |  | 2000-07-01 | 2000-07-01
1059 | 2032 | Naughton 1 |  | Naughton ST1 | PacifiCorp | PacifiCorp | 160000 | 160000 |  | ##59 | coal | coal |  | 7 | 11 | wyoming plant on utah side of tmn path | 1980-01-01
1060 | 2033 | Naughton 2 |  | Naughton ST2 | PacifiCorp | PacifiCorp | 210000 | 210000 |  | ##59 | coal | coal |  | 7 | 11 | wyoming plant on utah side of tmn path | 1980-01-01
1061 | 2034 | Naughton 3 |  | Naughton ST3 | PacifiCorp | PacifiCorp | 330000 | 330000 |  | ##59 | coal | coal |  | 7 | 11 | wyoming plant on utah side of tmn path | 1980-01-01
1062 | 2035 | Neil Simpson 1 |  | Neil Simpson ST | Black Hills Power & Light Comp | Black Hills Power | 18600 | 18600 |  | ##59 | coal | coal |  | 7 | 7 |  | 1980-01-01
1063 | 2036 | Neil Simpson 2 | duplicate of 2038 |  | Black Hills Power & Light Comp |  | 80000 |  |  | ##59 | coal |  |  | 7 |  |  | 1980-01-01
1064 | 2037 | Neil Simpson II #GT1 |  | Neil Simpson II GT | Black Hills Corp | Black Hills Corp | 34000 | 42000 | 8000 | #118 | gas | gas |  | 7 | 7 |  | 2000-06-01 | 2000-07-01 | 30
1065 | 2038 | Neil Simpson II 2 |  | Neil Simpson II ST | Black Hills Power & Light Comp | Black Hills Power | 80000 | 80000 |  | ##59 | coal | coal |  | 7 | 7 |  | 1980-01-01
1066 | 2039 | Osage 1 |  | Osage ST1 | Black Hills Power & Light Comp | Black Hills Power | 10150 | 10150 |  | ##59 | coal | coal |  | 7 | 7 |  | 1980-01-01
1067 | 2040 | Osage 2 |  | Osage ST2 | Black Hills Power & Light Comp | Black Hills Power | 10150 | 10150 |  | ##59 | coal | coal |  | 7 | 7 |  | 1980-01-01
1068 | 2041 | Osage 3 |  | Osage ST3 | Black Hills Power & Light Comp | Black Hills Power | 10150 | 10150 |  | ##59 | coal | coal |  | 7 | 7 |  | 1980-01-01
1069 | 2044 | Rock River 1 |  | Rock River | Shell WindEnergy | PacifiCorp/Seawest | 50000 | 48500 | -1500 | ##33 | wind | wind |  | 7 | 7 |  | 2001-11-01 | 2001-11-14
1070 | 2048 | SF Phosphates 1 | qf | SF Phosphates STCG | PacifiCorp | SF Phosphates Ltd | 13000 | 300 | -12700 | ###7 | oth | oth |  | 7 | 11 | wyoming plant on utah side of tmn path | 1980-01-01
1071 | 2050 | Simpson Ridge (Tera Moya) |  | Simpson Ridge | Terra Moya | Terra Moya (Tri-State, PSCo) | 10000 | 9700 | -300 | ##33 | wind | wind |  | 7 | 7 |  | 2000-12-01 | 2000-12-01
1072 | 2052 | Two Elk | under construction |  | Black Hills |  | 282000 |  |  | ##59 | coal |  |  | 7 |  |  | 2004-01-01
1073 | 2055 | WyGen 1 | under construction |  | Black Hills |  | 90000 |  |  | ##59 | coal |  |  | 7 |  |  | 2003-06-01
1074 | 2056 | Wyodak 1 |  | Wyodak ST | PacifiCorp | PacifiCorp | 335000 | 335000 |  | ##59 | coal | coal |  | 7 | 7 |  | 1980-01-01
1075 | 2057 | Wyodak Expansion | duplicate of 2037 |  | Black Hills |  | 40000 |  |  | #118 | gas |  |  | 7 |  |  | 2001-05-01
1076
1077 | 2058 | 75 St Waste Water 1 |  | 75 St Waste Water | Public Service Company of CO | PSC/QF-Boulder CO | 526 | 4800 | 4274 | ###7 |  | bio |  | 8 | 8 |  | 1980-01-01
1078 | 2059 | Alamosa GT1 |  | Alamosa GT1 | Public Service Company of CO | Public Service Colorado | 17000 | 17000 |  | #116 | gas | gas |  | 8 | 8 |  | 1980-01-01
1079 | 2060 | Alamosa GT2 |  | Alamosa GT2 | Public Service Company of CO | Public Service Colorado | 19000 | 19000 |  | #116 | gas | gas |  | 8 | 8 |  | 1980-01-01
1080 | 2062 | Arapahoe 1 |  | Arapahoe ST1 | Public Service Company of CO | Public Service Colorado | 45000 | 45000 |  | ##57 | coal | coal |  | 8 | 8 |  | 1980-01-01
1081 | 2063 | Arapahoe 2 |  | Arapahoe ST2 | Public Service Company of CO | Public Service Colorado | 45000 | 45000 |  | ##57 | coal | coal |  | 8 | 8 |  | 1980-01-01
1082 | 2064 | Arapahoe 3 |  | Arapahoe ST3 | Public Service Company of CO | Public Service Colorado | 45000 | 45000 |  | ##57 | coal | coal |  | 8 | 8 |  | 1980-01-01
1083 | 2065 | Arapahoe 4 |  | Arapahoe ST4 | Public Service Company of CO | Public Service Colorado | 111000 | 111000 |  | ##57 | coal | coal |  | 8 | 8 |  | 1980-01-01
1084 | 2066 | Arapahoe 5 & 6 CC |  | Arapahoe CC5 | Black Hills Corporation | Indeck-Colorado | 124000 | 130000 | 6000 | #116 | gas | gas |  | 8 | 8 |  | 2002-06-01 | 2002-10-01 | 122
1085 | 2069 | Ben French 2 |  | Ben French IC2 | Black Hills Power & Light Comp | Black Hills Corp | 2000 | 2000 |  | ##84 | fo2 | fo2 |  | 8 | 7 | south dakota plant, interconnected with wyoming | 1980-01-01
1086 | 2070 | Ben French 3 |  | Ben French IC3 | Black Hills Power & Light Comp | Black Hills Corp | 2000 | 2000 |  | ##84 | fo2 | fo2 |  | 8 | 7 | south dakota plant, interconnected with wyoming | 1980-01-01
1087 | 2071 | Ben French 4 |  | Ben French IC4 | Black Hills Power & Light Comp | Black Hills Corp | 2000 | 2000 |  | ##84 | fo2 | fo2 |  | 8 | 7 | south dakota plant, interconnected with wyoming | 1980-01-01
1088 | 2072 | Ben French 5 |  | Ben French IC5 | Black Hills Power & Light Comp | Black Hills Corp | 2000 | 2000 |  | ##84 | fo2 | fo2 |  | 8 | 7 | south dakota plant, interconnected with wyoming | 1980-01-01
1089 | 2073 | Ben French GT1 |  | Ben French GT1 | Black Hills Power & Light Comp | Black Hills Corp | 25000 | 25000 |  | ##84 | fo2 | fo2 |  | 8 | 7 | south dakota plant, interconnected with wyoming | 1980-01-01
1090 | 2074 | Ben French GT2 |  | Ben French GT2 | Black Hills Power & Light Comp | Black Hills Corp | 25000 | 25000 |  | ##84 | fo2 | fo2 |  | 8 | 7 | south dakota plant, interconnected with wyoming | 1980-01-01
1091 | 2075 | Ben French GT3 |  | Ben French GT3 | Black Hills Power & Light Comp | Black Hills Corp | 25000 | 25000 |  | ##84 | fo2 | fo2 |  | 8 | 7 | south dakota plant, interconnected with wyoming | 1980-01-01
1092 | 2076 | Ben French GT4 |  | Ben French GT4 | Black Hills Power & Light Comp | Black Hills Corp | 25000 | 25000 |  | ##84 | fo2 | fo2 |  | 8 | 7 | south dakota plant, interconnected with wyoming | 1980-01-01
1093 | 2077 | Ben French IC1 |  | Ben French IC1 | Black Hills Power & Light Comp | Black Hills Corp | 2000 | 2000 |  | ##84 | fo2 | fo2 |  | 8 | 7 | south dakota plant, interconnected with wyoming | 1980-01-01
1094 | 2078 | Ben French ST1 |  | Ben French ST1 | Black Hills Power & Light Comp | Black Hills Corp | 21600 | 21600 |  | ##57 | coal | coal |  | 8 | 7 | south dakota plant, interconnected with wyoming | 1980-01-01
1095 | 2081 | Biogas 1 | duplicate of 2082 |  | Public Service Company of CO |  | 5499 |  |  | ###7 | oth |  |  | 8 |  |  | 1980-01-01
1096 | 2082 | Biogas Elec Cogen 1 |  | Biogas Elec GTCG | Public Service Company of CO | PSC/QF-Englewood CO | 113 | 200 | 87 | ###7 | oth | bio |  | 8 | 8 |  | 1980-01-01
1097 | 2085 | Blue Spruce 1 | under construction |  | Calpine Corp |  | 150000 |  |  | #116 | gas |  |  | 8 |  |  | 2003-05-01
1098 | 2086 | Blue Spruce 2 | under construction |  | Calpine Corp |  | 150000 |  |  | #116 | gas |  |  | 8 |  |  | 2003-05-01
1099 | 2091 | Brighton 1 |  | Brighton GT1 | Tri-State G&T | Tri-State G&T | 70000 | 70000 |  | #116 | gas | gas |  | 8 | 8 |  | 2002-09-01 | 2002-04-01 | -153
1100 | 2092 | Brighton 2 |  | Brighton GT2 | Tri-State G&T | Tri-State G&T | 70000 | 70000 |  | #116 | gas | gas |  | 8 |  |  | 2002-09-01 | 2002-04-01 | -153
1101 | 2093 | Brush Cogen Partners 1 & 2 | qf | Brush 1 GTCG | IPP (Public Service Company of CO) | Colorado Power Partners | 68000 | 88000 | 20000 | #116 | gas | gas |  | 8 | 8 |  | 1980-01-01
1102 | 2094 | Brush I & III (CO Power Partners) | qf | Brush 2 GTCG | IPP (Public Service Company of CO) | Colorado Power Partners | 50000 | 74000 | 24000 | #116 | gas | gas |  | 8 | 8 |  | 1980-01-01
1103 | 2095 | Brush IV - 3 (C) (CO Energy Mgmt) |  | Brush #4 GT1 | IPP (Public Service Company of CO) | BIV Gener | 22500 | 34000 | 11500 | #116 | gas | gas |  | 8 | 8 |  | 2002-02-01 | 1999-06-01 | -976
1104 | 2096 | Brush IV - 4 (D) (CO Energy Mgmt) |  | Brush #4 GT2 | IPP (Public Service Company of CO) | BIV Gener | 22500 | 34000 | 11500 | #116 | gas | gas |  | 8 | 8 |  | 2002-02-01 | 1999-06-01 | -976
1105 | 2096.1 |  | appears to be different unit than 2095 | Brush IV GT1 |  | Front Range Assoc |  | 89000 |  |  |  | gas |  |  | 8 |  |  | 2002-05-01
1106 | 2096.2 |  | appears to be different unit than 2096 | Brush IV GT2 |  | Front Range Assoc |  | 89000 |  |  |  | gas |  |  | 8 |  |  | 2002-05-01
1107 | 2096.3 |  | wscc listing | Bullock ST1 |  | Public Service Colorado |  | 6000 |  |  |  | gas |  |  | 8
1108 | 2096.4 |  | wscc listing | Bullock ST2 |  | Public Service Colorado |  | 6000 |  |  |  | gas |  |  | 8
1109 | 2097 | Burlington 1 |  | Burlington GT1 | Tri-State G&T | Tri-State G & T Assn | 60000 | 60000 |  | ##84 | fo2 | fo2 |  | 8 | 8 |  | 1980-01-01
1110 | 2098 | Burlington 2 |  | Burlington GT2 | Tri-State G&T | Tri-State G & T Assn | 60000 | 60000 |  | ##84 | fo2 | fo2 |  | 8 | 8 |  | 1980-01-01
1111 | 2098.1 |  | wscc listing | Burlington IC1 |  | Burlington City of |  | 1000 |  |  |  | fo2 |  |  | 8
1112 | 2098.2 |  | wscc listing | Burlington IC2 |  | Burlington City of |  | 2500 |  |  |  | fo2 |  |  | 8
1113 | 2098.3 |  | wscc listing | Burlington IC3 |  | Burlington City of |  | 2500 |  |  |  | fo2 |  |  | 8
1114 | 2098.4 |  | wscc listing | Burlington IC4 |  | Burlington City of |  | 800 |  |  |  | fo2 |  |  | 8
1115 | 2101 | Cameo 1 |  | Cameo ST1 | Public Service Company of CO | Public Service Colorado | 23700 | 23700 |  | ##57 | coal | coal |  | 8 | 8 |  | 1980-01-01
1116 | 2102 | Cameo 2 |  | Cameo ST2 | Public Service Company of CO | Public Service Colorado | 49000 | 49000 |  | ##57 | coal | coal |  | 8 | 8 |  | 1980-01-01
1117 | 2102.1 |  | wscc listing | Center IC3 |  | Center City of |  | 500 |  |  |  | fo2 |  |  | 8
1118 | 2102.2 |  | wscc listing | Center IC5 |  | Center City of |  | 1000 |  |  |  | fo2 |  |  | 8
1119 | 2103 | Cherokee 1 |  | Cherokee ST1 | Public Service Company of CO | Public Service Colorado | 107000 | 107000 |  | ##57 | coal | coal |  | 8 | 8 |  | 1980-01-01
1120 | 2104 | Cherokee 2 |  | Cherokee ST2 | Public Service Company of CO | Public Service Colorado | 106000 | 106000 |  | ##57 | coal | coal |  | 8 | 8 |  | 1980-01-01
1121 | 2105 | Cherokee 3 |  | Cherokee ST3 | Public Service Company of CO | Public Service Colorado | 158000 | 158000 |  | ##57 | coal | coal |  | 8 | 8 |  | 1980-01-01
1122 | 2106 | Cherokee 4 |  | Cherokee ST4 | Public Service Company of CO | Public Service Colorado | 352000 | 352000 |  | ##57 | coal | coal |  | 8 | 8 |  | 1980-01-01
1123 | 2107 | Cherokee IC1 |  | Cherokee IC1 | Public Service Company of CO | Public Service Colorado | 2750 | 2750 |  | ##84 | fo2 | fo2 |  | 8 | 8 |  | 1980-01-01
1124 | 2108 | Cherokee IC2 |  | Cherokee IC2 | Public Service Company of CO | Public Service Colorado | 2750 | 2750 |  | ##84 | fo2 | fo2 |  | 8 | 8 |  | 1980-01-01
1125 | 2109 | Comanche 1 |  | Comanche ST1 | Public Service Company of CO | Public Service Colorado | 325000 | 325000 |  | ##57 | coal | coal |  | 8 | 8 |  | 1980-01-01
1126 | 2110 | Comanche 2 |  | Comanche ST2 | Public Service Company of CO | Public Service Colorado | 335000 | 335000 |  | ##57 | coal | coal |  | 8 | 8 |  | 1980-01-01
1127 | 2111 | Coors Biotech Cogen 1 | qf | Coors Biotech GTCG | Public Service Company of CO | Coors Biotech | 1400 | 3300 | 1900 | #116 | gas | gas |  | 8 | 8 |  | 1980-01-01
1128 | 2112 | County Line Landfill 1 |  | County Line Landfill | Public Service Company of CO | PSC/QF-Denver CO | 546 | 546 |  | ###7 | oth | bio |  | 8 | 8 |  | 1980-01-01
1129 | 2113 | Craig (Yampa) 1 |  | Craig ST1 | Tri-State G&T | Tri-State G & T Assn | 428000 | 428000 |  | ##57 | coal | coal |  | 8 | 8 |  | 1980-01-01
1130 | 2114 | Craig (Yampa) 2 |  | Craig ST2 | Tri-State G&T | Tri-State G & T Assn | 428000 | 428000 |  | ##57 | coal | coal |  | 8 | 8 |  | 1980-01-01
1131 | 2115 | Craig (Yampa) 3 |  | Craig ST3 | Tri-State G&T | Tri-State G & T Assn | 408000 | 408000 |  | ##57 | coal | coal |  | 8 | 8 |  | 1980-01-01
1132 | 2117 | Delta 1 |  | Delta IC1 | Delta CO, City of | Delta City of | 1000 | 835 | -165 | #116 | gas | gas |  | 8 | 8 |  | 1980-01-01
1133 | 2118 | Delta 2 |  | Delta IC2 | Delta CO, City of | Delta City of | 400 | 400 |  | #116 | gas | gas |  | 8 | 8 |  | 1980-01-01
1134 | 2119 | Delta 3 |  | Delta IC3 | Delta CO, City of | Delta City of | 172 | 172 |  | #116 | gas | gas |  | 8 | 8 |  | 1980-01-01
1135 | 2120 | Delta 4 |  | Delta IC4 | Delta CO, City of | Delta City of | 125 | 125 |  | #116 | gas | gas |  | 8 | 8 |  | 1980-01-01
1136 | 2121 | Delta 5 |  | Delta IC5 | Delta CO, City of | Delta City of | 125 | 125 |  | #116 | gas | gas |  | 8 | 8 |  | 1980-01-01
1137 | 2122 | Delta 6 |  | Delta IC6 | Delta CO, City of | Delta City of | 1000 | 1200 | 200 | #116 | gas | gas |  | 8 | 8 |  | 1980-01-01
1138 | 2123 | Delta 7 |  | Delta IC7 | Delta CO, City of | Delta City of | 2000 | 1900 | -100 | #116 | gas | gas |  | 8 | 8 |  | 1980-01-01
1139 | 2144 | Fort Lupton 1 |  | Fort Lupton GT1 | Public Service Company of CO | Public Service Colorado | 50000 | 50000 |  | #116 | gas | gas |  | 8 | 8 |  | 1980-01-01
1140 | 2145 | Fort Lupton 2 |  | Fort Lupton GT2 | Public Service Company of CO | Public Service Colorado | 50000 | 50000 |  | #116 | gas | gas |  | 8 | 8 |  | 1980-01-01
1141 | 2146 | Fort St Vrain Repower Phase 1 |  | Fort St Vrain CC1 | Xcel Energy | Public Service Colorado | 230000 | 246000 | 16000 | #116 | gas | gas |  | 8 | 8 |  | 1998-05-01
1142 | 2147 | Fort St Vrain Repower Phase 2 |  | Fort St Vrain CC2 | Xcel Energy | Public Service Colorado | 240000 | 235000 | -5000 | #116 | gas | gas |  | 8 | 8 |  | 1999-05-01
1143 | 2148 | Fort St Vrain Repower Phase 3 |  | Fort St Vrain CC3 | Xcel Energy | Public Service Colorado | 250000 | 235000 | -15000 | #116 | gas | gas |  | 8 | 8 |  | 2001-05-01 | 2001-05-01
1144 | 2149 | Fountain Valley GT 1 |  | Fountain Valley GT1 | Black Hills | Black Hills Corp | 60000 | 40000 | -20000 | #116 | gas | gas |  | 8 | 8 |  | 2001-08-15 | 2001-08-15
1145 | 2150 | Fountain Valley GT 2 |  | Fountain Valley GT2 | Black Hills | Black Hills Corp | 60000 | 40000 | -20000 | #116 | gas | gas |  | 8 | 8 |  | 2001-08-15 | 2001-08-15
1146 | 2151 | Fountain Valley GT 3 |  | Fountain Valley GT3 | Black Hills | Black Hills Corp | 60000 | 40000 | -20000 | #116 | gas | gas |  | 8 | 8 |  | 2001-08-15 | 2001-08-15
1147 | 2152 | Fountain Valley GT 4 |  | Fountain Valley GT4 | Black Hills | Black Hills Corp | 60000 | 40000 | -20000 | #116 | gas | gas |  | 8 | 8 |  | 2001-08-15 | 2001-08-15
1148 | 2153 | Fountain Valley GT 5 |  | Fountain Valley GT5 | Black Hills | Black Hills Corp | 60000 | 40000 | -20000 | #116 | gas | gas |  | 8 | 8 |  | 2001-08-15 | 2001-08-15
1149 | 2154 | Fountain Valley GT 6 |  | Fountain Valley GT6 | Black Hills | Black Hills Corp | 60000 | 40000 | -20000 | #116 | gas | gas |  | 8 | 8 |  | 2001-08-15 | 2001-08-15
1150 | 2155 | Fruita 1 |  | Fruita GT | Public Service Company of CO | Public Service Colorado | 20000 | 20000 |  | #116 | gas | gas |  | 8 | 8 |  | 1980-01-01
1151 | 2156 | George Birdsall 1 |  | George Birdsall ST1 | Colorado Springs Utilities - C | Colorado Springs Utilities | 16000 | 16000 |  | #116 | gas | gas |  | 8 | 8 |  | 1980-01-01
1152 | 2157 | George Birdsall 2 |  | George Birdsall ST2 | Colorado Springs Utilities - C | Colorado Springs Utilities | 17000 | 17000 |  | #116 | gas | gas |  | 8 | 8 |  | 1980-01-01
1153 | 2158 | George Birdsall 3 |  | George Birdsall ST3 | Colorado Springs Utilities - C | Colorado Springs Utilities | 23000 | 23000 |  | #116 | gas | gas |  | 8 | 8 |  | 1980-01-01
1154 | 2159 | George Meyers Pool 1 |  | George Meyers Pool GTCG | Public Service Company of CO | non-utility | 100 | 0 | -100 | #116 | gas | gas |  | 8 | 8 |  | 1980-01-01
1155 | 2162 | Greeley Energy 1 | qf | Greeley Energy GTCG | Public Service Company of CO | Greeley Energy | 76349 | 108300 | 31951 | #116 | gas | gas |  | 8 | 8 |  | 1980-01-01
1156 | 2165 | Hayden 1 |  | Hayden ST1 | Public Service Company of CO | Public Service Colorado | 184000 | 184000 |  | ##57 | coal | coal |  | 8 | 8 |  | 1980-01-01
1157 | 2166 | Hayden 2 |  | Hayden ST2 | Public Service Company of CO | Public Service Colorado | 262000 | 262000 |  | ##57 | coal | coal |  | 8 | 8 |  | 1980-01-01
1158 | 2166.1 |  | wscc listing | Holly IC1 |  | Holly City of |  | 400 |  |  |  | fo2 |  |  | 8
1159 | 2166.2 |  | wscc listing | Holly IC2 |  | Holly City of |  | 250 |  |  |  | gas |  |  | 8
1160 | 2166.3 |  | wscc listing | Holly IC3 |  | Holly City of |  | 250 |  |  |  | gas |  |  | 8
1161 | 2166.4 |  | wscc listing | Holly IC4 |  | Holly City of |  | 750 |  |  |  | jet |  |  | 8
1162 | 2168 | Holly #5 |  | Holly IC5 | Holly City of | Holly City of | 400 | 400 |  | ##84 | fo2 | fo2 |  | 8 | 8 |  | 2000-06-01 | 2000-06-01
1163 | 2168.1 |  | wscc listing | Holyoke IC1 |  | Holyoke City of |  | 183 |  |  |  | resid |  |  | 8
1164 | 2168.2 |  | wscc listing | Holyoke IC2 |  | Holyoke City of |  | 300 |  |  |  | resid |  |  | 8
1165 | 2168.3 |  | wscc listing | Holyoke IC3 |  | Holyoke City of |  | 482 |  |  |  | resid |  |  | 8
1166 | 2171 | Ignacio Gas Plant 1 |  | Ignacio Gasoline Plant GTCG | Public Service Company of CO | Williams Field Services | 6200 | 6200 |  | #116 | gas | gas |  | 8 | 8 |  | 1980-01-01
1167 | 2171.01 |  | wscc listing | Julesburg IC1 |  | Julesburg City of |  | 750 |  |  |  | fo2 |  |  | 8
1168 | 2171.02 |  | wscc listing | Julesburg IC2 |  | Julesburg City of |  | 750 |  |  |  | fo2 |  |  | 8
1169 | 2171.03 |  | wscc listing | Julesburg IC3 |  | Julesburg City of |  | 225 |  |  |  | fo2 |  |  | 8
1170 | 2171.04 |  | wscc listing | Julesburg IC4 |  | Julesburg City of |  | 1165 |  |  |  | fo2 |  |  | 8
1171 | 2171.05 |  | wscc listing | Julesburg IC5 |  | Julesburg City of |  | 225 |  |  |  | fo2 |  |  | 8
1172 | 2171.06 |  | wscc listing | Kimball IC1 |  | City of Kimball |  | 1000 |  |  |  | gas |  |  | 8
1173 | 2171.07 |  | wscc listing | Kimball IC2 |  | City of Kimball |  | 1000 |  |  |  | gas |  |  | 8
1174 | 2171.08 |  | wscc listing | Kimball IC3 |  | City of Kimball |  | 1000 |  |  |  | gas |  |  | 8
1175 | 2171.09 |  | wscc listing | Kimball IC4 |  | City of Kimball |  | 1000 |  |  |  | gas |  |  | 8
1176 | 2171.1 |  | wscc listing | Kimball IC5 |  | City of Kimball |  | 1000 |  |  |  | gas |  |  | 8
1177 | 2171.11 |  | wscc listing | Kimball IC6 |  | City of Kimball |  | 4000 |  |  |  | gas |  |  | 8
1178 | 2171.12 |  | wscc listing | La Junta IC2 |  | La Junta City of |  | 740 |  |  |  | fo2 |  |  | 8
1179 | 2171.13 |  | wscc listing | La Junta IC3 |  | La Junta City of |  | 400 |  |  |  | fo2 |  |  | 8
1180 | 2171.14 |  | wscc listing | La Junta IC4 |  | La Junta City of |  | 1000 |  |  |  | gas |  |  | 8
1181 | 2171.15 |  | wscc listing | La Junta IC6 |  | La Junta City of |  | 2500 |  |  |  | gas |  |  | 8
1182 | 2171.16 |  | wscc listing | La Junta IC7 |  | La Junta City of |  | 3000 |  |  |  | gas |  |  | 8
1183 | 2171.17 |  | wscc listing | La Junta IC8 |  | La Junta City of |  | 3000 |  |  |  | gas |  |  | 8
1184 | 2171.18 |  | wscc listing | La Junta IC9 |  | La Junta City of |  | 4000 |  |  |  | gas |  |  | 8
1185 | 2174 | Lamar Plt 4 |  | Lamar Plant IC1 | Lamar CO, City of | Lamar City of | 25000 | 1000 | -24000 | #116 | gas | gas |  | 8 | 8 |  | 1980-01-01
1186 | 2175 | Lamar Plt IC1 |  | Lamar Plant IC2 | Lamar CO, City of | Lamar City of | 2000 | 1000 | -1000 | #116 | gas | fo2 | wscc listing | 8 | 8 |  | 1980-01-01
1187 | 2176 | Lamar Plt IC2 |  | Lamar Plant ST4 | Lamar CO, City of | Lamar City of | 1000 | 25000 | 24000 | #116 | gas | gas |  | 8 | 8 |  | 1980-01-01
1188 | 2176.1 |  | wscc listing | Las Animas IC1 |  | Las Animas City of |  | 0 |  |  |  | fo2 |  |  | 8
1189 | 2176.2 |  | wscc listing | Las Animas IC2 |  | Las Animas City of |  | 0 |  |  |  | fo2 |  |  | 8
1190 | 2176.3 |  | wscc listing | Las Animas IC4 |  | Las Animas City of |  | 1000 |  |  |  | gas |  |  | 8
1191 | 2176.4 |  | wscc listing | Las Animas IC5 |  | Las Animas City of |  | 1000 |  |  |  | gas |  |  | 8
1192 | 2176.5 |  | wscc listing | Las Animas IC6 |  | Las Animas City of |  | 2500 |  |  |  | gas |  |  | 8
1193 | 2177 | Limon 1 |  | Limon GT1 | Tri-State G&T | Tri-State G&T | 70000 | 70000 |  | #116 | gas | gas |  | 8 | 8 |  | 2002-09-01 | 2002-02-22 | -191
1194 | 2178 | Limon 2 |  | Limon GT2 | Tri-State G&T | Tri-State G&T | 70000 | 70000 |  | #116 | gas | gas |  | 8 |  |  | 2002-09-01 | 2002-02-22 | -191
1195 | 2182 | Manchief 1 | rerated |  | Fulton Cogen |  | 131000 |  |  | #116 | gas |  |  | 8 |  |  | 2000-05-01
1196 | 2183 | Manchief 1 (Rerated) |  | Manchief GT1 rerated | TransCanada Pipelines | TransCanada Energy | 155000 | 156000 | 1000 | #116 | gas | gas |  | 8 | 8 |  | 2001-07-01 | 2000-05-01 | -426
1197 | 2184 | Manchief 2 | rerated |  | Fulton Cogen |  | 131000 |  |  | #116 | gas |  |  | 8 |  |  | 2000-05-01
1198 | 2185 | Manchief 2 (Rerated) |  | Manchief GT2 rerated | TransCanada Pipelines | TransCanada Energy | 155000 | 156000 | 1000 | #116 | gas | gas |  | 8 | 8 |  | 2001-07-01 | 2001-07-01
1199 | 2188 | Martin Drake 4 | retired |  | Colorado Springs Utilities - C |  | 11000 |  |  | #116 | gas |  |  | 8 |  |  | 1980-01-01
1200 | 2189 | Martin Drake 5 |  | Martin Drake ST5 | Colorado Springs Utilities - C | Colorado Springs Utilities | 47000 | 47000 |  | ##57 | coal | coal |  | 8 | 8 |  | 1980-01-01
1201 | 2190 | Martin Drake 6 |  | Martin Drake ST6 | Colorado Springs Utilities - C | Colorado Springs Utilities | 79000 | 79000 |  | ##57 | coal | coal |  | 8 | 8 |  | 1980-01-01
1202 | 2191 | Martin Drake 7 |  | Martin Drake ST7 | Colorado Springs Utilities - C | Colorado Springs Utilities | 133000 | 133000 |  | ##57 | coal | coal |  | 8 | 8 |  | 1980-01-01
1203 | 2199 | Nucla 1 |  | Nucla ST1 | Tri-State G&T | Tri-State G & T Assn | 12000 | 12000 |  | ##57 | coal | coal |  | 8 | 8 |  | 1980-01-01
1204 | 2200 | Nucla 2 |  | Nucla ST2 | Tri-State G&T | Tri-State G & T Assn | 12000 | 12000 |  | ##57 | coal | coal |  | 8 | 8 |  | 1980-01-01
1205 | 2201 | Nucla 3 |  | Nucla ST3 | Tri-State G&T | Tri-State G & T Assn | 12000 | 12000 |  | ##57 | coal | coal |  | 8 | 8 |  | 1980-01-01
1206 | 2202 | Nucla 4 |  | Nucla ST4 | Tri-State G&T | Tri-State G & T Assn | 64000 | 64000 |  | ##57 | coal | coal |  | 8 | 8 |  | 1980-01-01
1207 | 2207 | Pawnee 1 |  | Pawnee ST | Public Service Company of CO | Public Service Colorado | 495000 | 495000 |  | ##57 | coal | coal |  | 8 | 8 |  | 1980-01-01
1208 | 2207.1 |  | press release | Peetz Table |  | Cingergy Global |  | 25200 |  |  |  | wind |  |  | 8 |  |  | 2001-10-16
1209 | 2208 | Plains End |  | Plains End GT | PG&E National Energy Group | PG&E NEG | 111000 | 108000 | -3000 | #116 | gas | gas |  | 8 | 8 |  | 2002-05-30 | 2002-05-30
1210 | 2210 | Ponnequin |  | Ponnequin | Public Service Company of CO | Public Service Colorado | 11300 | 21000 | 5200 | ##33 | wind | wind |  | 8 | 8 |  | 1999-06-30
1211 | 2211 | Ponnequin Expansion | above |  | Public Service Company of CO |  | 4500 |  |  | ##33 | wind |  |  | 8 |  |  | 1999-01-01
1212 | 2212 | Pueblo 6 |  | Pueblo ST6 | West Plains Energy | WestPlains Energy | 20000 | 20000 |  | #116 | gas | gas |  | 8 | 8 |  | 1980-01-01
1213 | 2213 | Pueblo IC1 |  | Pueblo IC1 | West Plains Energy | WestPlains Energy | 2000 | 2000 |  | #116 | gas | fo2 | wscc listing | 8 | 8 |  | 1980-01-01
1214 | 2214 | Pueblo IC2 |  | Pueblo IC2 | West Plains Energy | WestPlains Energy | 2000 | 2000 |  | #116 | gas | fo2 | wscc listing | 8 | 8 |  | 1980-01-01
1215 | 2215 | Pueblo IC3 |  | Pueblo IC3 | West Plains Energy | WestPlains Energy | 2000 | 2000 |  | #116 | gas | fo2 | wscc listing | 8 | 8 |  | 1980-01-01
1216 | 2216 | Pueblo IC4 |  | Pueblo IC4 | West Plains Energy | WestPlains Energy | 2000 | 2000 |  | #116 | gas | fo2 | wscc listing | 8 | 8 |  | 1980-01-01
1217 | 2217 | Pueblo IC5 |  | Pueblo IC5 | West Plains Energy | WestPlains Energy | 2000 | 2000 |  | #116 | gas | fo2 | wscc listing | 8 | 8 |  | 1980-01-01
1218 | 2218 | Rawhide 1 |  | Rawhide ST | Platte River Power Authority | Platte River Power Auth | 276000 | 270000 | -6000 | ##57 | coal | coal |  | 8 | 8 |  | 1980-01-01
1219 | 2219 | Rawhide GT A |  | Rawhide A | Platte River Power Authority | Platte River Power Auth | 70000 | 65000 | -5000 | #116 | gas | gas |  | 8 | 8 |  | 2002-06-15 | 2002-07-07 | 22
1220 | 2220 | Rawhide GT B |  | Rawhide B | Platte River Power Authority | Platte River Power Auth | 70000 | 65000 | -5000 | #116 | gas | gas |  | 8 | 8 |  | 2050-12-31 | 2002-08-24 | -17661
1221 | 2221 | Rawhide GT C |  | Rawhide C | Platte River Power Authority | Platte River Power Auth | 70000 | 65000 | -5000 | #116 | gas | gas |  | 8 | 8 |  | 2050-12-31 | 2002-10-01 | -17623
1222 | 2222 | Ray D Nixon 1 |  | Ray D Nixon ST1 | Colorado Springs Utilities - C | Colorado Springs Utilities | 208000 | 208000 |  | ##57 | coal | coal |  | 8 | 8 |  | 1980-01-01
1223 | 2222.1 |  | wscc listing | Ray D Nixon GT1 |  | Colorado Springs Utilities |  | 37000 |  |  |  | gas |  |  | 8
1224 | 2222.2 |  | wscc listing | Ray D Nixon GT2 |  | Colorado Springs Utilities |  | 37000 |  |  |  | gas |  |  | 8
1225 | 2223 | Rifle (ex American Atlas) |  | Atlas STCG | Tri-State G&T | American Atlas | 85300 | 85000 | -300 | #116 | gas | gas |  | 8 | 8 |  | 1980-01-01
1226 | 2225 | Rocky Ford IC1 |  | Rocky Ford IC1 | West Plains Energy | WestPlains Energy | 2000 | 2000 |  | #116 | gas | fo2 | wscc listing | 8 | 8 |  | 1980-01-01
1227 | 2226 | Rocky Ford IC2 |  | Rocky Ford IC2 | West Plains Energy | WestPlains Energy | 2000 | 2000 |  | #116 | gas | fo2 | wscc listing | 8 | 8 |  | 1980-01-01
1228 | 2227 | Rocky Ford IC3 |  | Rocky Ford IC3 | West Plains Energy | WestPlains Energy | 2000 | 2000 |  | #116 | gas | fo2 | wscc listing | 8 | 8 |  | 1980-01-01
1229 | 2228 | Rocky Ford IC4 |  | Rocky Ford IC4 | West Plains Energy | WestPlains Energy | 2000 | 2000 |  | #116 | gas | fo2 | wscc listing | 8 | 8 |  | 1980-01-01
1230 | 2229 | Rocky Ford IC5 |  | Rocky Ford IC5 | West Plains Energy | WestPlains Energy | 2000 | 2000 |  | #116 | gas | fo2 | wscc listing | 8 | 8 |  | 1980-01-01
1231 | 2229.1 |  | wscc listing | SECC IC1 |  | Colorado Springs Utilities |  | 1500 |  |  |  | fo2 |  |  | 8
1232 | 2229.2 |  | wscc listing | Sidney IC1 |  | City of Sidney |  | 1000 |  |  |  | gas |  |  | 8
1233 | 2229.3 |  | wscc listing | Sidney IC2 |  | City of Sidney |  | 2000 |  |  |  | gas |  |  | 8
1234 | 2229.4 |  | wscc listing | Sidney IC3 |  | City of Sidney |  | 1000 |  |  |  | gas |  |  | 8
1235 | 2229.5 |  | wscc listing | Sidney IC4 |  | City of Sidney |  | 1000 |  |  |  | gas |  |  | 8
1236 | 2229.6 |  | wscc listing | Sidney IC5 |  | City of Sidney |  | 3000 |  |  |  | gas |  |  | 8
1237 | 2229.7 |  | wscc listing | Springfield IC1 |  | Springfield City of |  | 1300 |  |  |  | jet |  |  | 8 |  |  | 2001-11-30
1238 | 2229.8 |  | wscc listing | Springfield IC2 |  | Springfield City of |  | 200 |  |  |  | jet |  |  | 8
1239 | 2229.9 |  | wscc listing | Springfield IC4 |  | Springfield City of |  | 600 |  |  |  | jet |  |  | 8
1240 | 2229.95 |  | wscc listing | Springfield IC5 |  | Springfield City of |  | 800 |  |  |  | jet |  |  | 8
1241 | 2245 | Thermo Carbonic 1 | qf | Thermo Carbonic CCCG | Public Service Company of CO | Thermo Industries | 75000 | 158900 | 83900 | #116 | gas | gas |  | 8 | 8 |  | 1980-01-01
1242 | 2246 | Thermo Ft Lupton 1 | qf | Thermo Ft Lupton GTCG | Public Service Company of CO | Thermo Industries | 16000 | 36100 | 20100 | #116 | gas | gas |  | 8 | 8 |  | 1980-01-01
1243 | 2247 | Thermo Industries 1 | qf | Thermo Industries GTCG | Public Service Company of CO | Thermo Industries | 61000 | 123200 | 62200 | #116 | gas | gas |  | 8 | 8 |  | 1980-01-01
1244 | 2247.1 |  | wscc listing | Trinidad IC1 |  | Trinidad City of |  | 1900 |  |  |  | coal |  |  | 8
1245 | 2247.2 |  | wscc listing | Trinidad IC2 |  | Trinidad City of |  | 1900 |  |  |  | coal |  |  | 8
1246 | 2247.3 |  | wscc listing | Trinidad IC5 |  | Trinidad City of |  | 1900 |  |  |  | fo2 |  |  | 8
1247 | 2247.4 |  | wscc listing | Trinidad IC6 |  | Trinidad City of |  | 1900 |  |  |  | fo2 |  |  | 8
1248 | 2247.5 |  | wscc listing | Trinidad IC7 |  | Trinidad City of |  | 1900 |  |  |  | fo2 |  |  | 8
1249 | 2247.6 |  | wscc listing | Trinidad ST3 |  | Trinidad City of |  | 2900 |  |  |  | gas |  |  | 8
1250 | 2249 | Trinidad 4 |  | Trinidad ST4 | Trinidad CO, City of | Trinidad City of | 3000 | 2900 | -100 | #116 | gas | gas |  | 8 | 8 |  | 1980-01-01
1251 | 2250 | Univ CO Cogen 1 | qf | University of Colorado GTCG | Public Service Company of CO | University of Colorado | 5000 | 15900 | 10900 | #116 | gas | gas |  | 8 | 8 |  | 1980-01-01
1252 | 2253 | Valmont 5 |  | Valmont ST5 | Public Service Company of CO | Public Service Colorado | 189000 | 189000 |  | #116 | gas | coal | wscc listing | 8 | 8 |  | 1980-01-01
1253 | 2254 | Valmont 6 |  | Valmont GT6 | Public Service Company of CO | Public Service Colorado | 53000 | 53000 |  | #116 | gas | gas |  | 8 | 8 |  | 1980-01-01
1254 | 2255 | Valmont 7 |  | Valmont GT7 | Black Hills | Indeck-Colorado | 37000 | 37000 |  | #116 | gas | gas |  | 8 | 8 |  | 2000-06-01 | 2000-06-01
1255 | 2256 | Valmont 8 |  | Valmont GT8 | Black Hills | Black Hills Corp | 40000 | 40000 |  | #116 | gas | gas |  | 8 | 8 |  | 2001-06-01 | 2001-06-01
1256 | 2257 | W N Clark 1 |  | W N Clark 1 | West Plains Energy | WestPlains Energy | 17000 | 17000 |  | ##57 | coal | coal |  | 8 | 8 |  | 1980-01-01
1257 | 2258 | W N Clark 2 |  | W N Clark 2 | West Plains Energy | WestPlains Energy | 24000 | 24000 |  | ##57 | coal | coal |  | 8 | 8 |  | 1980-01-01
1258 | 2259 | Wattenberg Field CG 1 |  | Wattenberg Field GTCG | Public Service Company of CO | non-utility | 361 | 722 | 361 | #116 | gas | gas |  | 8 | 8 |  | 1980-01-01
1259 | 2259.1 |  | wscc listing | Yuma IC1 |  | Yuma City of |  | 84 |  |  |  | resid |  |  | 8
1260 | 2259.2 |  | wscc listing | Yuma IC2 |  | Yuma City of |  | 130 |  |  |  | resid |  |  | 8
1261 | 2259.3 |  | wscc listing | Yuma IC3 |  | Yuma City of |  | 266 |  |  |  | resid |  |  | 8
1262 | 2259.4 |  | wscc listing | Yuma IC4 |  | Yuma City of |  | 556 |  |  |  | resid |  |  | 8
1263 | 2261 | Zuni 1 |  | Zuni ST1 | Public Service Company of CO | Public Service Colorado | 39000 | 39000 |  | #116 | gas | gas |  | 8 | 8 |  | 1980-01-01
1264 | 2262 | Zuni 2 |  | Zuni ST2 | Public Service Company of CO | Public Service Colorado | 68000 | 68000 |  | #116 | gas | gas |  | 8 | 8 |  | 1980-01-01
1265
1266 | 2263 | (Plains) Escalante (PEGS) 1 |  | PEGS ST | Tri-State G&T | Plains Elec Gen&Trans Coop Inc | 235000 | 238000 | 3000 | ##65 | coal | coal |  | 9 | 9 |  | 1980-01-01
1267 | 2266 | Afton (SC Phase) |  | Afton GT (pre-CC) | PSC New Mexico | Public Service of New Mex | 135000 | 135000 |  | #124 | gas | gas |  | 9 | 9 |  | 2002-12-31 | 2002-12-04 | -27
1268 | 2268 | Animas 3 |  | Animas ST3 | Farmington NM, City of | Farmington City of | 9000 | 9000 |  | #124 | gas | gas |  | 9 | 9 |  | 1980-01-01
1269 | 2269 | Animas 4 |  | Animas ST4 | Farmington NM, City of | Farmington City of | 16000 | 16000 |  | #124 | gas | gas |  | 9 | 9 |  | 1980-01-01
1270 | 2270 | Animas CC |  | Animas CC | Farmington NM, City of | Farmington City of | 25000 | 25000 |  | #124 | gas | gas |  | 9 | 9 |  | 1980-01-01
1271 | 2271 | Clovis | outside WSCC region |  | Southwestern Public Service Co |  | 700 |  |  | ##33 | wind |  |  | 9 |  |  | 1999-06-30
1272 | 2272 | Copper 1 |  | Copper GT | El Paso Electric Company | El Paso Electric | 71000 | 71000 |  | #124 | gas | gas |  | 9 | 9 |  | 1980-01-01
1273 | 2273 | Delta-Person Project (Albuquerque) |  | Cobisa-Person GT | Delta Energy+John Hancock Life | MCM/PNM | 140000 | 140000 |  | #124 | gas | gas |  | 9 | 9 |  | 2000-05-01 | 2000-07-01 | 61
1274 | 2286 | Deming |  | Deming CC | Duke Energy North America | Duke Energy Luna | 600000 | 600000 |  | #124 | gas | gas |  | 9 | 9 |  | 2053-12-31 | 2003-03-01 | -18568
1275 | 2288 | Eldorado Energy - solar |  |  | Reliant Energy + Sempra Energy |  | 100 |  |  | ###2 | solar |  |  | 9 |  |  | 2000-05-01
1276 | 2292 | Four Corners 1 |  | Four Corners ST1 | Arizona Public Service | Arizona Public Service | 170000 | 170000 |  | ##65 | coal | coal |  | 9 | 9 |  | 1980-01-01
1277 | 2293 | Four Corners 2 |  | Four Corners ST2 | Arizona Public Service | Arizona Public Service | 170000 | 170000 |  | ##65 | coal | coal |  | 9 | 9 |  | 1980-01-01
1278 | 2294 | Four Corners 3 |  | Four Corners ST3 | Arizona Public Service | Arizona Public Service | 220000 | 220000 |  | ##65 | coal | coal |  | 9 | 9 |  | 1980-01-01
1279 | 2295 | Four Corners 4 |  | Four Corners ST4 | Arizona Public Service | Arizona Public Service | 740000 | 740000 |  | ##65 | coal | coal |  | 9 | 9 |  | 1980-01-01
1280 | 2296 | Four Corners 5 |  | Four Corners ST5 | Arizona Public Service | Arizona Public Service | 740000 | 740000 |  | ##65 | coal | coal |  | 9 | 9 |  | 1980-01-01
1281 | 2297 | Hueco Mountain Wind Ranch EXIS |  | Hueco Mtn Wind | El Paso Electric Co. | Cielo Wind Power | 1300 | 1300 |  | ##33 | wind | wind |  | 9 | 9 |  | 2001-03-01 | 2001-03-01
1282 | 2298 | Las Vegas 1 |  | Las Vegas GT | PSC New Mexico | Public Service of New Mex | 20000 | 20000 |  | #141 | gas | gas |  | 9 | 9 |  | 1980-01-01
1283 | 2299 | Lordsburg 1 |  | Lordsburg GT1 | PSC New Mexico | Public Service of New Mex | 40000 | 40000 |  | #124 | gas | gas |  | 9 | 9 |  | 2002-06-30 | 2002-07-01
1284 | 2300 | Lordsburg 2 |  | Lordsburg GT2 | PSC New Mexico | Public Service of New Mex | 40000 | 40000 |  | #124 | gas | gas |  | 9 |  |  | 2002-06-30 | 2002-07-01
1285 | 2301 | Los Alamos Unit 1 |  | Los Alamos Unit ST1 | US ERDA-Los Alamos Area Office | US ERDA-Los Alamos Area | 5000 | 5000 |  | #124 | gas | gas |  | 9 | 9 |  | 1980-01-01
1286 | 2302 | Los Alamos Unit 2 |  | Los Alamos Unit ST2 | US ERDA-Los Alamos Area Office | US ERDA-Los Alamos Area | 4000 | 4000 |  | #124 | gas | gas |  | 9 | 9 |  | 1980-01-01
1287 | 2303 | Los Alamos Unit 3 |  | Los Alamos Unit ST3 | US ERDA-Los Alamos Area Office | US ERDA-Los Alamos Area | 9000 | 9000 |  | #124 | gas | gas |  | 9 | 9 |  | 1980-01-01
1288 | 2303.1 |  | wscc listing, qf | Milagro GTCG1 |  | Williams Field Service |  | 28200 |  |  |  | gas |  |  | 9
1289 | 2303.2 |  | wscc listing, qf | Milagro GTCG2 |  | Williams Field Service |  | 28200 |  |  |  | gas |  |  | 9
1290 | 2303.3 |  |  | New Mexico Wind Energy |  | FPL Energy/PNM |  | 204000 |  |  |  | wind |  |  | 9 |  |  | 2003-07-01
1291 | 2306 | Newman 1 |  | Newman ST1 | El Paso Electric Company | El Paso Electric | 83000 | 83000 |  | #124 | gas | gas |  | 9 | 9 |  | 1980-01-01
1292 | 2307 | Newman 2 |  | Newman ST2 | El Paso Electric Company | El Paso Electric | 82000 | 82000 |  | #124 | gas | gas |  | 9 | 9 |  | 1980-01-01
1293 | 2308 | Newman 3 |  | Newman ST3 | El Paso Electric Company | El Paso Electric | 104000 | 104000 |  | #124 | gas | gas |  | 9 | 9 |  | 1980-01-01
1294 | 2309 | Newman CC4 |  | Newman CC | El Paso Electric Company | El Paso Electric | 232000 | 240000 | 8000 | #124 | gas | gas |  | 9 | 9 |  | 1980-01-01
1295 | 2322 | Pyramid 1 | under construction |  | Tri-State G&T |  | 40000 |  |  | #124 | gas |  |  | 9 |  |  | 2003-04-01
1296 | 2323 | Pyramid 2 | under construction |  | Tri-State G&T |  | 40000 |  |  | #124 | gas |  |  | 9 |  |  | 2003-04-01
1297 | 2324 | Pyramid 3 | under construction |  | Tri-State G&T |  | 40000 |  |  | #124 | gas |  |  | 9 |  |  | 2003-04-01
1298 | 2325 | Pyramid 4 | under construction |  | Tri-State G&T |  | 40000 |  |  | #124 | gas |  |  | 9 |  |  | 2003-04-01
1299 | 2325.1 |  | wscc listing | Raton ST3 |  | Raton Public Service |  | 1800 |  |  |  | coal |  |  | 9
1300 | 2326 | Raton 4 |  | Raton ST4 | Raton Public Service Company - | Raton Public Service | 4000 | 3800 | -200 | ##65 | coal | coal |  | 9 | 9 |  | 1980-01-01
1301 | 2327 | Raton 5 |  | Raton ST5 | Raton Public Service Company - | Raton Public Service | 8000 | 7500 | -500 | ##65 | coal | coal |  | 9 | 9 |  | 1980-01-01
1302 | 2328 | Reeves 1 |  | Reeves ST1 | PSC New Mexico | Public Service of New Mex | 44000 | 44000 |  | #124 | gas | gas |  | 9 | 9 |  | 1980-01-01
1303 | 2329 | Reeves 2 |  | Reeves ST2 | PSC New Mexico | Public Service of New Mex | 44000 | 44000 |  | #124 | gas | gas |  | 9 | 9 |  | 1980-01-01
1304 | 2330 | Reeves 3 |  | Reeves ST3 | PSC New Mexico | Public Service of New Mex | 66000 | 66000 |  | #124 | gas | gas |  | 9 | 9 |  | 1980-01-01
1305 | 2331 | Rio Grande 6 |  | Rio Grande ST6 | El Paso Electric Company | El Paso Electric | 48000 | 48000 |  | #124 | gas | gas |  | 9 | 9 |  | 1980-01-01
1306 | 2332 | Rio Grande 7 |  | Rio Grande ST7 | El Paso Electric Company | El Paso Electric | 48000 | 48000 |  | #124 | gas | gas |  | 9 | 9 |  | 1980-01-01
1307 | 2333 | Rio Grande 8 |  | Rio Grande ST8 | El Paso Electric Company | El Paso Electric | 151000 | 151000 |  | #124 | gas | gas |  | 9 | 9 |  | 1980-01-01
1308 | 2334 | San Juan 1 |  | San Juan ST1 | PSC New Mexico | Public Service of New Mex | 316000 | 327000 | 11000 | ##65 | coal | coal |  | 9 | 9 |  | 1980-01-01
1309 | 2335 | San Juan 2 |  | San Juan ST2 | PSC New Mexico | Public Service of New Mex | 312000 | 316000 | 4000 | ##65 | coal | coal |  | 9 | 9 |  | 1980-01-01
1310 | 2336 | San Juan 3 |  | San Juan ST3 | PSC New Mexico | Public Service of New Mex | 488000 | 497000 | 9000 | ##65 | coal | coal |  | 9 | 9 |  | 1980-01-01
1311 | 2337 | San Juan 4 |  | San Juan ST4 | PSC New Mexico | Public Service of New Mex | 498000 | 507000 | 9000 | ##65 | coal | coal |  | 9 | 9 |  | 1980-01-01
1312
1313 | 2338 | Agua Fria 1 |  | Agua Fria ST1 | Salt River Project - AZ | Salt River Project | 114000 | 114000 |  | #123 | gas | gas |  | 10 | 10 |  | 1980-01-01
1314 | 2339 | Agua Fria 2 |  | Agua Fria ST2 | Salt River Project - AZ | Salt River Project | 114000 | 114000 |  | #123 | gas | gas |  | 10 | 10 |  | 1980-01-01
1315 | 2340 | Agua Fria 3 |  | Agua Fria ST3 | Salt River Project - AZ | Salt River Project | 184000 | 184000 |  | #123 | gas | gas |  | 10 | 10 |  | 1980-01-01
1316 | 2341 | Agua Fria 4 |  | Agua Fria GT4 | Salt River Project - AZ | Salt River Project | 87000 | 87000 |  | #123 | gas | gas |  | 10 | 10 |  | 1980-01-01
1317 | 2342 | Agua Fria 5 |  | Agua Fria GT5 | Salt River Project - AZ | Salt River Project | 75000 | 79000 | 4000 | #123 | gas | gas |  | 10 | 10 |  | 1980-01-01
1318 | 2343 | Agua Fria 6 |  | Agua Fria GT6 | Salt River Project - AZ | Salt River Project | 75000 | 79000 | 4000 | #123 | gas | gas |  | 10 | 10 |  | 1980-01-01
1319 | 2344 | Apache Station CC (GT1+ST1) |  | Apache Station CC | Arizona Electric Power Coop | Arizona Elec Pwr Coop | 81000 | 81000 |  | #123 | gas | gas |  | 10 | 10 |  | 1980-01-01
1320 | 2345 | Apache Station GT2 |  | Apache Station GT2 | Arizona Electric Power Coop | Arizona Elec Pwr Coop | 20000 | 20000 |  | #123 | gas | gas |  | 10 | 10 |  | 1980-01-01
1321 | 2346 | Apache Station GT3 |  | Apache Station GT3 | Arizona Electric Power Coop | Arizona Elec Pwr Coop | 69000 | 69000 |  | #123 | gas | gas |  | 10 | 10 |  | 1980-01-01
1322 | 2347 | Apache Station GT4 |  | Apache Station GT4 | Arizona Electric Power Coop | Arizona Elec Pwr Coop | 40000 | 40000 |  | #140 | gas | gas |  | 10 | 10 |  | 2002-10-01 | 2002-10-01
1323 | 2348 | Apache Station ST2 |  | Apache Station ST2 | Arizona Electric Power Coop | Arizona Elec Pwr Coop | 175000 | 175000 |  | #123 | gas | coal | wscc listing | 10 | 10 |  | 1980-01-01
1324 | 2349 | Apache Station ST3 |  | Apache Station ST3 | Arizona Electric Power Coop | Arizona Elec Pwr Coop | 175000 | 175000 |  | #123 | gas | coal | wscc listing | 10 | 10 |  | 1980-01-01
1325 | 2350 | Arizona Public Service Solar Plant | part of combined solar |  | Arizona Public Service |  | 400 |  |  | ###2 | solar |  |  | 10 |  |  | 2001-02-01
1326 | 2351 | Arlington Valley |  | Arlington Valley CC1 | Duke Energy North America | Duke Energy | 570000 | 580000 | 10000 | #123 | gas | gas |  | 10 | 10 |  | 2002-08-01 | 2002-08-01
1327 | 2364 | Biosphere 2 Center #G-4 | standby/selfgen |  | Decisions Investments Corp |  | 1500 |  |  | ##84 | fo2 |  |  | 10 |  |  | 2000-04-01
1328 | 2368 | Cholla 1 |  | Cholla ST1 | Arizona Public Service | Arizona Public Service | 110000 | 110000 |  | ##64 | coal | coal |  | 10 | 10 |  | 1980-01-01
1329 | 2369 | Cholla 2 |  | Cholla ST2 | Arizona Public Service | Arizona Public Service | 245000 | 245000 |  | ##64 | coal | coal |  | 10 | 10 |  | 1980-01-01
1330 | 2370 | Cholla 3 |  | Cholla ST3 | Arizona Public Service | Arizona Public Service | 260000 | 260000 |  | ##64 | coal | coal |  | 10 | 10 |  | 1980-01-01
1331 | 2371 | Cholla 4 |  | Cholla ST4 | Arizona Public Service | Arizona Public Service | 380000 | 380000 |  | ##64 | coal | coal |  | 10 | 10 |  | 1980-01-01
1332 | 2372 | Coronado 1 |  | Coronado ST1 | Salt River Project - AZ | Salt River Project | 365000 | 395000 | 30000 | ##64 | coal | coal |  | 10 | 10 |  | 1980-01-01
1333 | 2373 | Coronado 2 |  | Coronado ST2 | Salt River Project - AZ | Salt River Project | 350000 | 365000 | 15000 | ##64 | coal | coal |  | 10 | 10 |  | 1980-01-01
1334 | 2373.1 |  | wscc listing | Crosscut ST1 |  | Salt River Project |  | 8000 |  |  |  | fo2 |  |  | 10
1335 | 2373.2 |  | wscc listing | Crosscut ST2 |  | Salt River Project |  | 8000 |  |  |  | fo2 |  |  | 10
1336 | 2373.3 |  | wscc listing | Crosscut ST3 |  | Salt River Project |  | 8000 |  |  |  | fo2 |  |  | 10
1337 | 2373.4 |  | wscc listing | Crosscut ST4 |  | Salt River Project |  | 8000 |  |  |  | fo2 |  |  | 10
1338 | 2392 | DeMoss Petrie GT 2 |  | DeMoss Petrie GT2 | Tucson Electric Power | Tucson Electric Power | 75000 | 75000 |  | #123 | gas | gas |  | 10 | 10 |  | 2001-06-15 | 2001-06-15
1339 | 2393 | Desert Basin |  | Desert Basin CC | Reliant Energy | Reliant | 563000 | 500000 | -63000 | #123 | gas | gas |  | 10 | 10 |  | 2001-06-01 | 2001-06-01
1340 | 2394 | Douglas 1 |  | Douglas GT | Arizona Public Service | Arizona Public Service | 17000 | 17000 |  | ##84 | fo2 | fo2 |  | 10 | 10 |  | 1980-01-01
1341 | 2395 | Gila River 1 | under construction |  | Panda Energy |  | 287500 |  |  | #123 | gas |  |  | 10 |  |  | 2003-03-01
1342 | 2396 | Gila River 2 | under construction |  | Panda Energy |  | 287500 |  |  | #123 | gas |  |  | 10 |  |  | 2003-03-01
1343 | 2397 | Gila River 3 | under construction |  | Panda Energy |  | 287500 |  |  | #123 | gas |  |  | 10 |  |  | 2003-03-01
1344 | 2398 | Gila River 4 | under construction |  | Panda Energy |  | 287500 |  |  | #123 | gas |  |  | 10 |  |  | 2003-03-01
1345 | 2407 | Griffith |  | Griffith CC | Duke Energy North America + PP | Duke Energy | 650000 | 520000 | -130000 | #123 | gas | gas |  | 10 | 10 |  | 2001-09-15 | 2002-01-11 | 118
1346 | 2408 | Harquahala | under construction |  | PG&E National Energy Group |  | 1040000 |  |  | #123 | gas |  |  | 10 |  |  | 2003-09-01
1347 | 2417 | Irvington 1 |  | Irvington ST1 | Tucson Electric Power | Tucson Electric Power | 81000 | 81000 |  | #123 | gas | gas |  | 10 | 10 |  | 1980-01-01
1348 | 2418 | Irvington 2 |  | Irvington ST2 | Tucson Electric Power | Tucson Electric Power | 81000 | 81000 |  | #123 | gas | gas |  | 10 | 10 |  | 1980-01-01
1349 | 2419 | Irvington 3 |  | Irvington ST3 | Tucson Electric Power | Tucson Electric Power | 105000 | 105000 |  | #123 | gas | gas |  | 10 | 10 |  | 1980-01-01
1350 | 2420 | Irvington 4 |  | Irvington ST4 | Tucson Electric Power | Tucson Electric Power | 156000 | 156000 |  | #123 | gas | coal | wscc listing | 10 | 10 |  | 1980-01-01
1351 | 2421 | Irvington GT1 |  | Irvington GT1 | Tucson Electric Power | Tucson Electric Power | 24000 | 24000 |  | #123 | gas | gas |  | 10 | 10 |  | 1980-01-01
1352 | 2422 | Irvington GT2 |  | Irvington GT2 | Tucson Electric Power | Tucson Electric Power | 25000 | 25000 |  | #123 | gas | gas |  | 10 | 10 |  | 1980-01-01
1353 | 2423 | Irvington GT3 | retired |  | Tucson Electric Power |  | 25000 |  |  | #123 | gas |  |  | 10 |  |  | 1980-01-01
1354 | 2424 | Kyrene 1 |  | Kyrene ST1 | Salt River Project | Salt River Project | 34000 | 34000 |  | #123 | gas | gas |  | 10 | 10 |  | 1980-01-01
1355 | 2425 | Kyrene 2 |  | Kyrene ST2 | Salt River Project | Salt River Project | 72000 | 72000 |  | #123 | gas | gas |  | 10 | 10 |  | 1980-01-01
1356 | 2426 | Kyrene Expansion |  | Kyrene CC | Salt River Project | Oasis LLC | 250000 | 250000 |  | #123 | gas | gas |  | 10 | 10 |  | 2002-04-01 | 2002-10-15 | 197
1357 | 2427 | Kyrene KY4 |  | Kyrene GT4 | Salt River Project | Salt River Project | 69000 | 63000 | -6000 | #123 | gas | gas |  | 10 | 10 |  | 1980-01-01
1358 | 2428 | Kyrene KY5 |  | Kyrene GT5 | Salt River Project | Salt River Project | 61000 | 61000 |  | #123 | gas | gas |  | 10 | 10 |  | 1980-01-01
1359 | 2429 | Kyrene KY6 |  | Kyrene GT6 | Salt River Project | Salt River Project | 60000 | 60000 |  | #123 | gas | gas |  | 10 | 10 |  | 1980-01-01
1360 | 2429.1 |  | press release | Los Reales Landfill |  | Tucson Electric Power |  | 5000 |  |  |  | bio |  |  | 10
1361 | 2430 | Mesquite 1 | under construction |  | Sempra |  | 637500 |  |  | #123 | gas |  |  | 10 |  |  | 2003-07-01
1362 | 2431 | Mesquite 2 | under construction |  | Sempra |  | 637500 |  |  | #123 | gas |  |  | 10 |  |  | 2003-07-01
1363 | 2434 | Navajo 1 |  | Navajo ST1 | Salt River Project - AZ | Salt River Project | 750000 | 750000 |  | ##64 | coal | coal |  | 10 | 10 |  | 1980-01-01
1364 | 2435 | Navajo 2 |  | Navajo ST2 | Salt River Project - AZ | Salt River Project | 750000 | 750000 |  | ##64 | coal | coal |  | 10 | 10 |  | 1980-01-01
1365 | 2436 | Navajo 3 |  | Navajo ST3 | Salt River Project - AZ | Salt River Project | 750000 | 750000 |  | ##64 | coal | coal |  | 10 | 10 |  | 1980-01-01
1366 | 2437 | North Loop 1 |  | North Loop GT1 | Tucson Electric Power | Tucson Electric Power | 25000 | 25000 |  | #123 | gas | gas |  | 10 | 10 |  | 1980-01-01
1367 | 2438 | North Loop 2 |  | North Loop GT2 | Tucson Electric Power | Tucson Electric Power | 25000 | 25000 |  | #123 | gas | gas |  | 10 | 10 |  | 1980-01-01
1368 | 2439 | North Loop 3 |  | North Loop GT3 | Tucson Electric Power | Tucson Electric Power | 23000 | 23000 |  | #123 | gas | gas |  | 10 | 10 |  | 1980-01-01
1369 | 2440 | North Loop 4 |  | North Loop GT5 | Tucson Electric Power (UniSource Energy) | UniSource | 21000 | 21000 |  | #123 | gas | gas |  | 10 | 10 |  | 2001-06-15 | 2001-06-15
1370 | 2441 | Ocotillo 1 |  | Ocotillo ST1 | Arizona Public Service | Arizona Public Service | 115000 | 113000 | -2000 | #123 | gas | gas |  | 10 | 10 |  | 1980-01-01
1371 | 2442 | Ocotillo 2 |  | Ocotillo ST2 | Arizona Public Service | Arizona Public Service | 115000 | 113000 | -2000 | #123 | gas | gas |  | 10 | 10 |  | 1980-01-01
1372 | 2443 | Ocotillo GT1 |  | Ocotillo GT1 | Arizona Public Service | Arizona Public Service | 67000 | 67000 |  | #123 | gas | gas |  | 10 | 10 |  | 1980-01-01
1373 | 2444 | Ocotillo GT2 |  | Ocotillo GT2 | Arizona Public Service | Arizona Public Service | 67000 | 67000 |  | #140 | gas | gas |  | 10 | 10 |  | 1980-01-01
1374 | 2445 | Palo Verde 1 |  | Palo Verde 1 | Arizona Public Service | Arizona Public Service | 1272000 | 1270000 | -2000 | ###5 | nuke | nuke |  | 10 | 10 |  | 1980-01-01
1375 | 2446 | Palo Verde 2 |  | Palo Verde 2 | Arizona Public Service | Arizona Public Service | 1272000 | 1270000 | -2000 | ###5 | nuke | nuke |  | 10 | 10 |  | 1980-01-01
1376 | 2447 | Palo Verde 2 (post SG repl) |  |  | Arizona Public Service |  | 1327000 |  |  | ###5 | nuke |  |  | 10 |  |  | 2004-09-01
1377 | 2448 | Palo Verde 3 |  | Palo Verde 3 | Arizona Public Service | Arizona Public Service | 1276000 | 1274000 | -2000 | ###5 | nuke | nuke |  | 10 | 10 |  | 1980-01-01
1378 | 2453 | Redhawk 1 |  | Redhawk CC1 | Pinnacle West | APS/Reliant | 530000 | 530000 |  | #115 | gas | gas |  | 10 | 10 |  | 2002-07-01 | 2002-07-15
1379 | 2454 | Redhawk 2 |  | Redhawk CC2 | Pinnacle West | APS/Reliant | 530000 | 530000 |  | #115 | gas | gas |  | 10 | 10 |  | 2002-07-01 | 2002-07-15
1380 | 2456 | Saguaro GT1 |  | Saguaro GT1 | Arizona Public Service | Arizona Public Service | 64000 | 64000 |  | #123 | gas | gas |  | 10 | 10 |  | 1980-01-01
1381 | 2457 | Saguaro GT2 |  | Saguaro GT2 | Arizona Public Service | Arizona Public Service | 64000 | 64000 |  | #123 | gas | gas |  | 10 | 10 |  | 1980-01-01
1382 | 2458 | Saguaro GT3 |  | Saguaro GT3 | Pinnacle West | Arizona Public Service | 80000 | 80000 |  | #123 | gas | gas |  | 10 | 10 |  | 2002-06-30 | 2002-07-15 | 15
1383 | 2459 | Saguaro ST 1 |  | Saguaro ST1 | Arizona Public Service | Arizona Public Service | 110000 | 100000 | -10000 | #123 | gas | gas |  | 10 | 10 |  | 1980-01-01
1384 | 2460 | Saguaro ST 2 |  | Saguaro ST2 | Arizona Public Service | Arizona Public Service | 99000 | 99000 |  | #123 | gas | gas |  | 10 | 10 |  | 1980-01-01
1385 | 2462 | Santan 1 |  | Santan CC1 | Salt River Project - AZ | Salt River Project | 87000 | 86000 | -1000 | #123 | gas | gas |  | 10 | 10 |  | 1980-01-01
1386 | 2463 | Santan 2 |  | Santan CC2 | Salt River Project - AZ | Salt River Project | 85000 | 81000 | -4000 | #123 | gas | gas |  | 10 | 10 |  | 1980-01-01
1387 | 2464 | Santan 3 |  | Santan CC3 | Salt River Project - AZ | Salt River Project | 91000 | 85000 | -6000 | #123 | gas | gas |  | 10 | 10 |  | 1980-01-01
1388 | 2465 | Santan 4 |  | Santan CC4 | Salt River Project - AZ | Salt River Project | 88000 | 85000 | -3000 | #123 | gas | gas |  | 10 | 10 |  | 1980-01-01
1389 | 2466 | Solar 1 APSC |  | Solar (78) | Arizona Public Service | various | 200 | 2700 | 2500 | ###2 | solar | solar |  | 10 | 10 |  | 1980-01-01
1390 | 2468 | South Point |  | South Point CC | Calpine Corp | Calpine | 540000 | 540000 |  | #123 | gas | gas |  | 10 | 10 |  | 2001-06-01 | 2001-06-07
1391 | 2469 | Springerville 1 |  | Springerville ST1 | Tucson Electric Power | Tucson Electric Power | 400000 | 400000 |  | ##64 | coal | coal |  | 10 | 10 |  | 1980-01-01
1392 | 2470 | Springerville 2 |  | Springerville ST2 | Tucson Electric Power | Tucson Electric Power | 400000 | 400000 |  | ##64 | coal | coal |  | 10 | 10 |  | 1980-01-01
1393 | 2471 | Springerville Solar 1 | part of combined solar |  | Tucson Electric Power |  | 1350 |  |  | ###2 | solar |  |  | 10 |  |  | 2001-10-31
1394 | 2472 | Springerville Solar 2 | part of combined solar |  | Tucson Electric Power |  | 1000 |  |  | ###2 | solar |  |  | 10 |  |  | 2002-12-31
1395 | 2474 | Sundance |  | Sundance GT1 | PPL Global | PPL Global | 450000 | 90000 | -360000 | #123 | gas | gas |  | 10 | 10 |  | 2002-07-19 | 2002-07-29
1396 | 2474.1 |  | six units | Sundance GT2 |  | PPL Global |  | 90000 |  |  |  | gas |  |  | 10 |  |  | 2002-07-29
1397 | 2474.2 |  | six units | Sundance GT3 |  | PPL Global |  | 90000 |  |  |  | gas |  |  | 10 |  |  | 2002-07-29
1398 | 2474.3 |  | six units | Sundance GT4 |  | PPL Global |  | 90000 |  |  |  | gas |  |  | 10 |  |  | 2002-07-29
1399 | 2474.4 |  | six units | Sundance GT5 |  | PPL Global |  | 90000 |  |  |  | gas |  |  | 10 |  |  | 2002-07-29
1400 | 2474.5 |  | six units | Sundance GT6 |  | PPL Global |  | 90000 |  |  |  | gas |  |  | 10 |  |  | 2002-09-01
1401 | 2475 | Valencia GT1 |  | Valencia GT1 | Citizens Utilities Company - A | Citizens Utilities | 15800 | 15800 |  | #123 | gas | gas |  | 10 | 10 |  | 1980-01-01
1402 | 2476 | Valencia GT2 |  | Valencia GT2 | Citizens Utilities Company - A | Citizens Utilities | 15800 | 15800 |  | #140 | gas | gas |  | 10 | 10 |  | 1980-01-01
1403 | 2477 | Valencia GT3 |  | Valencia GT3 | Citizens Utilities Company - A | Citizens Utilities | 16000 | 16000 |  | #140 | gas | gas |  | 10 | 10 |  | 1980-01-01
1404 | 2477.1 |  | wscc listing | Valencia IC1 |  | Citizens Utilities |  | 1000 |  |  |  | gas |  |  | 10
1405 | 2477.2 |  | wscc listing | Valencia IC2 |  | Citizens Utilities |  | 1000 |  |  |  | gas |  |  | 10
1406 | 2477.3 |  | wscc listing | Valencia IC3 |  | Citizens Utilities |  | 1000 |  |  |  | gas |  |  | 10
1407 | 2477.4 |  | wscc listing | Valencia IC4 |  | Citizens Utilities |  | 1000 |  |  |  | gas |  |  | 10
1408 | 2482 | West Phoenix CC1 |  | West Phoenix CC1 | Arizona Public Service | Arizona Public Service | 80000 | 97000 | 17000 | #123 | gas | gas |  | 10 | 10 |  | 1980-01-01
1409 | 2483 | West Phoenix CC2 |  | West Phoenix CC2 | Arizona Public Service | Arizona Public Service | 80000 | 97000 | 17000 | #123 | gas | gas |  | 10 | 10 |  | 1980-01-01
1410 | 2484 | West Phoenix CC3 |  | West Phoenix CC3 | Arizona Public Service | Arizona Public Service | 80000 | 97000 | 17000 | #123 | gas | gas |  | 10 | 10 |  | 1980-01-01
1411 | 2485 | West Phoenix CC4 |  | West Phoenix CC4 | Pinnacle West | Pinnacle West | 120000 | 120000 |  | #123 | gas | gas |  | 10 | 10 |  | 2001-07-01 | 2001-08-01 | 31
1412 | 2486 | West Phoenix CC5 | under construction |  | Pinnacle West |  | 530000 |  |  | #123 | gas |  |  | 10 |  |  | 2003-06-01
1413 | 2487 | West Phoenix GT1 |  | West Phoenix GT1 | Arizona Public Service | Arizona Public Service | 67000 | 67000 |  | #123 | gas | gas |  | 10 | 10 |  | 1980-01-01
1414 | 2488 | West Phoenix GT2 |  | West Phoenix GT2 | Arizona Public Service | Arizona Public Service | 67000 | 67000 |  | #123 | gas | gas |  | 10 | 10 |  | 1980-01-01
1415 | 2489 | West Phoenix ST 4 | retired |  | Arizona Public Service |  | 33000 |  |  | #123 | gas |  |  | 10 |  |  | 2001-07-01
1416 | 2490 | West Phoenix ST 6 | retired |  | Arizona Public Service |  | 63000 |  |  | #123 | gas |  |  | 10 |  |  | 2001-07-01
1417 | 2492 | Yucca GT1 |  | Yucca GT1 | Arizona Public Service | Arizona Public Service | 22000 | 22000 |  | #123 | gas | gas |  | 10 | 10 |  | 1980-01-01
1418 | 2493 | Yucca GT2 |  | Yucca GT2 | Arizona Public Service | Arizona Public Service | 22000 | 22000 |  | #123 | gas | gas |  | 10 | 10 |  | 1980-01-01
1419 | 2494 | Yucca GT3 |  | Yucca GT3 | Arizona Public Service | Arizona Public Service | 67000 | 62000 | -5000 | #123 | gas | gas |  | 10 | 10 |  | 1980-01-01
1420 | 2495 | Yucca GT4 |  | Yucca GT4 | Arizona Public Service | Arizona Public Service | 66000 | 61000 | -5000 | #123 | gas | fo2 | wscc listing | 10 | 10 |  | 1980-01-01
1421 | 2496 | Yucca ST1 |  | Yuma Axis ST1 | Arizona Public Service | Imperial Irrigation District | 75000 | 75000 |  | #123 | gas | gas |  | 10 | 10 |  | 1980-01-01
1422 | 2497 | Yuma Axis 1 |  | Yuma Axis GT1 | Imperial Irrigation District - | Imperial Irrigation District | 20000 | 20000 |  | #123 | gas | gas |  | 10 | 10 |  | 1980-01-01
1423 | 2498 | Yuma Cogen 1 | qf | Yuma GTCG1 | San Diego Gas & Electric Compa | Yuma Cogen Assoc | 25000 | 36000 | 11000 | #123 | gas | gas |  | 10 | 10 |  | 1980-01-01
1424 | 2498.1 |  | two units, qf | Yuma GTCG2 |  | Yuma Cogen Assoc |  | 17000 |  |  |  | gas |  |  | 10
1425
1426 | 2502.1 |  | wscc listing | Bloomington IC1 |  | St George City of |  | 1500 |  |  |  | jet |  |  | 11
1427 | 2502.2 |  | wscc listing | Bloomington IC2 |  | St George City of |  | 1500 |  |  |  | jet |  |  | 11
1428 | 2502.3 |  | wscc listing | Bloomington IC3 |  | St George City of |  | 1500 |  |  |  | jet |  |  | 11
1429 | 2502.4 |  | wscc listing | Bloomington IC4 |  | St George City of |  | 1500 |  |  |  | jet |  |  | 11
1430 | 2502.5 |  | wscc listing | Bloomington IC5 |  | St George City of |  | 1500 |  |  |  | jet |  |  | 11
1431 | 2502.6 |  | wscc listing | Bloomington IC6 |  | St George City of |  | 1500 |  |  |  | jet |  |  | 11
1432 | 2502.7 |  | wscc listing | Bloomington IC7 |  | St George City of |  | 1500 |  |  |  | jet |  |  | 11
1433 | 2503 | Blundell 1 |  | Blundell | PacifiCorp | PacifiCorp | 23000 | 19600 | -3400 | ###4 | geo | geo |  | 11 | 11 |  | 1980-01-01
1434 | 2505 | Bonanza 1 |  | Bonanza ST | Deseret Generation & Transmiss | Deseret Gener & Tran | 420000 | 452000 | 32000 | ##58 | coal | coal |  | 11 | 11 |  | 1980-01-01
1435 | 2506 | Bonnett 1#1 |  | Bonnett #1 1-4 | Provo City Corp - UT | Provo City Corp | 750 | 2700 | -300 | ###4 | geo | geo |  | 11 | 11 |  | 1980-01-01
1436 | 2507 | Bonnett 1#2 | preference |  | Provo City Corp - UT |  | 750 |  |  | ###4 | geo |  |  | 11 |  |  | 1980-01-01
1437 | 2508 | Bonnett 1#3 | preference |  | Provo City Corp - UT |  | 750 |  |  | ###4 | geo |  |  | 11 |  |  | 1980-01-01
1438 | 2509 | Bonnett 1#4 | preference |  | Provo City Corp - UT |  | 750 |  |  | ###4 | geo |  |  | 11 |  |  | 1980-01-01
1439 | 2510 | Bonnett 2 |  | Bonnett #2 | Provo City Corp - UT | Provo City Corp | 2000 | 1700 | -300 | ###4 | geo | geo |  | 11 | 11 |  | 1980-01-01
1440 | 2511 | Bonnett 3 |  | Bonnett #3 | Provo City Corp - UT | Provo City Corp | 7000 | 6000 | -1000 | ###4 | geo | geo |  | 11 | 11 |  | 1980-01-01
1441 | 2515 | Bountiful City 1 |  | Bountiful City IC2 | Bountiful UT, City of | Bountiful City of | 400 | 1250 | 850 | #117 | gas | gas |  | 11 | 11 |  | 1980-01-01
1442 | 2516 | Bountiful City 2 |  | Bountiful City IC3 | Bountiful UT, City of | Bountiful City of | 1250 | 1250 |  | #117 | gas | gas |  | 11 | 11 |  | 1980-01-01
1443 | 2517 | Bountiful City 3 |  | Bountiful City IC4 | Bountiful UT, City of | Bountiful City of | 1250 | 1000 | -250 | #117 | gas | gas |  | 11 | 11 |  | 1980-01-01
1444 | 2518 | Bountiful City 4 |  | Bountiful City IC5 | Bountiful UT, City of | Bountiful City of | 1000 | 1000 |  | #117 | gas | gas |  | 11 | 11 |  | 1980-01-01
1445 | 2519 | Bountiful City 5 |  | Bountiful City IC6 | Bountiful UT, City of | Bountiful City of | 1000 | 2500 | 1500 | #117 | gas | gas |  | 11 | 11 |  | 1980-01-01
1446 | 2520 | Bountiful City 6 |  | Bountiful City IC7 | Bountiful UT, City of | Bountiful City of | 2500 | 0 | -2500 | #117 | gas | gas |  | 11 | 11 |  | 1980-01-01
1447 | 2521 | Bountiful City 8 |  | Bountiful City IC8 | Bountiful UT, City of | Bountiful City of | 7000 | 7000 |  | #117 | gas | gas |  | 11 | 11 |  | 1980-01-01
1448 | 2526 | Carbon 1 |  | Carbon ST1 | PacifiCorp | PacifiCorp | 70000 | 70000 |  | ##58 | coal | coal |  | 11 | 11 |  | 1980-01-01
1449 | 2527 | Carbon 2 |  | Carbon ST2 | PacifiCorp | PacifiCorp | 105000 | 105000 |  | ##58 | coal | coal |  | 11 | 11 |  | 1980-01-01
1450 | 2554 | Gadsby 1 |  | Gadsby ST1 | PacifiCorp | PacifiCorp | 60000 | 60000 |  | #117 | gas | gas |  | 11 | 11 |  | 1980-01-01
1451 | 2555 | Gadsby 2 |  | Gadsby ST2 | PacifiCorp | PacifiCorp | 75000 | 75000 |  | #117 | gas | gas |  | 11 | 11 |  | 1980-01-01
1452 | 2556 | Gadsby 3 |  | Gadsby ST3 | PacifiCorp | PacifiCorp | 100000 | 100000 |  | #117 | gas | gas |  | 11 | 11 |  | 1980-01-01
1453 | 2557 | Gadsby GT 1 |  | Gadsby 4 GT3 | PacifiCorp | PacifiCorp | 40000 | 40000 |  | #117 | gas | gas |  | 11 | 11 |  | 2002-08-31 | 2001-05-01 | -487
1454 | 2558 | Gadsby GT 2 |  | Gadsby 4 GT4 | PacifiCorp | PacifiCorp | 40000 | 40000 |  | #117 | gas | gas |  | 11 | 11 |  | 2002-08-31 | 2001-05-01 | -487
1455 | 2559 | Gadsby GT 3 |  | Gadsby 4 GT5 | PacifiCorp | PacifiCorp | 40000 | 40000 |  | #117 | gas | gas |  | 11 | 11 |  | 2002-08-31 | 2001-05-01 | -487
1456 | 2566 | Heber City 1 |  | Heber City IC1 | Heber Light & Power Company - | Heber Light & Power | 650 | 650 |  | #117 | gas | gas |  | 11 | 11 |  | 1980-01-01
1457 | 2567 | Heber City 2 |  | Heber City IC2 | Heber Light & Power Company - | Heber Light & Power | 650 | 650 |  | #117 | gas | gas |  | 11 | 11 |  | 1980-01-01
1458 | 2568 | Heber City 3 |  | Heber City IC3 | Heber Light & Power Company - | Heber Light & Power | 650 | 650 |  | #117 | gas | gas |  | 11 | 11 |  | 1980-01-01
1459 | 2569 | Heber City 4 |  | Heber City IC4 | Heber Light & Power Company - | Heber Light & Power | 650 | 650 |  | #117 | gas | gas |  | 11 | 11 |  | 1980-01-01
1460 | 2570 | Heber City 5 |  | Heber City IC5 | Heber Light & Power Company - | Heber Light & Power | 750 | 750 |  | #117 | gas | gas |  | 11 | 11 |  | 1980-01-01
1461 | 2571 | Heber City 6 |  | Heber City IC6 | Heber Light & Power Company - | Heber Light & Power | 1000 | 750 | -250 | #117 | gas | gas |  | 11 | 11 |  | 1980-01-01
1462 | 2572 | Heber City NA7 |  | Heber City IC7 | Heber Light & Power Company - | Heber Light & Power | 1550 | 1600 | 50 | #117 | gas | fo2 | 1 | 11 | 11 |  | 1980-01-01
1463 | 2572.1 |  |  | Heber City IC8 |  | Heber Light & Power |  | 1500 |  |  |  | fo2 |  |  | 11
1464 | 2574 | Hunter 1 |  | Hunter ST1 | PacifiCorp | PacifiCorp | 415000 | 415000 |  | ##58 | coal | coal |  | 11 | 11 |  | 1980-01-01
1465 | 2575 | Hunter 2 |  | Hunter ST2 | PacifiCorp | PacifiCorp | 415000 | 435000 | 20000 | ##58 | coal | coal |  | 11 | 11 |  | 1980-01-01
1466 | 2576 | Hunter 3 |  | Hunter ST3 | PacifiCorp | PacifiCorp | 395000 | 465000 | 70000 | ##58 | coal | coal |  | 11 | 11 |  | 1980-01-01
1467 | 2577 | Huntington 1 |  | Huntington ST1 | PacifiCorp | PacifiCorp | 420000 | 440000 | 20000 | ##58 | coal | coal |  | 11 | 11 |  | 1980-01-01
1468 | 2578 | Huntington 2 |  | Huntington ST2 | PacifiCorp | PacifiCorp | 425000 | 455000 | 30000 | ##58 | coal | coal |  | 11 | 11 |  | 1980-01-01
1469 | 2589 | Intermountain 1 |  | Intermountain ST1 | LADWP | Los Angeles DWP | 830000 | 830000 |  | ##58 | coal | coal |  | 11 | 11 |  | 1980-01-01
1470 | 2590 | Intermountain 2 |  | Intermountain ST2 | LADWP | Los Angeles DWP | 830000 | 830000 |  | ##58 | coal | coal |  | 11 | 11 |  | 1980-01-01
1471 | 2594 | Little Mountain 1 |  | Little Mountain GTCG | PacifiCorp | PacifiCorp | 14000 | 14000 |  | #117 | gas | gas |  | 11 | 11 |  | 1980-01-01
1472 | 2595 | Logan City 4 |  | Logan City IC4 | Logan UT, City of | Logan City of | 700 | 700 |  | ##84 | fo2 | fo2 |  | 11 | 11 |  | 1980-01-01
1473 | 2596 | Logan City 5A |  | Logan City IC5A | Logan UT, City of | Logan City of | 1100 | 800 | -300 | ##84 | fo2 | fo2 |  | 11 | 11 |  | 1980-01-01
1474 | 2597 | Logan City 5B |  | Logan City IC5B | Logan UT, City of | Logan City of | 1100 | 1600 | 500 | ##84 | fo2 | fo2 |  | 11 | 11 |  | 1980-01-01
1475 | 2598 | Logan City 6 |  | Logan City IC6 | Logan UT, City of | Logan City of | 2250 | 1500 | -750 | ##84 | fo2 | fo2 |  | 11 | 11 |  | 1980-01-01
1476 | 2598.1 |  |  | Murray City GT |  | City of Murray |  | 39000 |  |  |  | gas |  |  | 11 |  |  | 2001-12-01
1477 | 2608 | Murray City 3 |  | Murray City IC3 | Murray UT, City of | Murray City of | 2000 | 2000 |  | #117 | gas | gas |  | 11 | 11 |  | 1980-01-01
1478 | 2609 | Murray City 4 |  | Murray City IC4 | Murray UT, City of | Murray City of | 900 | 900 |  | #117 | gas | gas |  | 11 | 11 |  | 1980-01-01
1479 | 2610 | Murray City 5 |  | Murray City IC5 | Murray UT, City of | Murray City of | 900 | 900 |  | #117 | gas | gas |  | 11 | 11 |  | 1980-01-01
1480 | 2611 | Murray City 6 |  | Murray City IC6 | Murray UT, City of | Murray City of | 2300 | 2300 |  | #117 | gas | gas |  | 11 | 11 |  | 1980-01-01
1481 | 2628 | Payson 86-1 |  | Payson IC1 | Payson City Corp - UT | Payson City Corp | 2650 | 2650 |  | #117 | gas | gas |  | 11 | 11 |  | 1980-01-01
1482 | 2629 | Payson 86-2 |  | Payson IC2 | Payson City Corp - UT | Payson City Corp | 2650 | 2650 |  | #117 | gas | gas |  | 11 | 11 |  | 1980-01-01
1483 | 2630 | Payson 86-3 |  | Payson IC3 | Payson City Corp - UT | Payson City Corp | 2000 | 2000 |  | #117 | gas | gas |  | 11 | 11 |  | 1980-01-01
1484 | 2631 | Payson 86-4 |  | Payson IC4 | Payson City Corp - UT | Payson City Corp | 2000 | 2000 |  | #117 | gas | gas |  | 11 | 11 |  | 1980-01-01
1485 | 2638 | Provo 5 |  | Provo IC5 | Provo City Corp - UT | Provo City Corp | 2500 | 2500 |  | #117 | gas | fo2 | wscc listing | 11 | 11 |  | 1980-01-01
1486 | 2639 | Provo 6 |  | Provo IC6 | Provo City Corp - UT | Provo City Corp | 2500 | 2500 |  | #117 | gas | fo2 | wscc listing | 11 | 11 |  | 1980-01-01
1487 | 2640 | Provo 7 |  | Provo IC7 | Provo City Corp - UT | Provo City Corp | 2500 | 2500 |  | #117 | gas | fo2 | wscc listing | 11 | 11 |  | 1980-01-01
1488 | 2641 | Provo 8 |  | Provo IC8 | Provo City Corp - UT | Provo City Corp | 2500 | 2500 |  | #117 | gas | fo2 | wscc listing | 11 | 11 |  | 1980-01-01
1489 | 2641.1 |  | wscc listing | Provo ST4 |  | Provo City Corp |  | 8000 |  |  |  | coal |  |  | 11
1490 | 2655 | St George 1 (EIA 03687) |  |  | Saint George UT, City of |  | 600 |  |  | ##84 | fo2 |  |  | 11 |  |  | 1980-01-01
1491 | 2656 | St George 1 (EIA 07080) |  | St George IC1 | Saint George UT, City of | St George City of | 7000 | 7000 |  | ##84 | fo2 | fo2 |  | 11 | 11 |  | 1980-01-01
1492 | 2657 | St George 2 (EIA 03687) |  |  | Saint George UT, City of |  | 600 |  |  | ##84 | fo2 |  |  | 11 |  |  | 1980-01-01
1493 | 2658 | St George 2 (EIA 07080) |  | St George IC2 | Saint George UT, City of | St George City of | 7000 | 7000 |  | ##84 | fo2 | fo2 |  | 11 | 11 |  | 1980-01-01
1494 | 2659 | St George 3 (EIA 03687) |  |  | Saint George UT, City of |  | 600 |  |  | ##84 | fo2 |  |  | 11 |  |  | 1980-01-01
1495 | 2660 | St George 5 (EIA 03687) |  |  | Saint George UT, City of |  | 1200 |  |  | ##84 | fo2 |  |  | 11 |  |  | 1980-01-01
1496 | 2662 | Sunnyside 1 | qf | Sunnyside CG | PacifiCorp | Sunnyside Cogen Assoc | 53000 | 51200 | -1800 | ###7 | oth | oth |  | 11 | 11 |  | 1980-01-01
1497 | 2675 | West Valley GT 1 |  | West Valley GT1 | PacifiCorp Power Marketing (to PacifiCorp) | PacifiCorp PM | 40000 | 40000 |  | #117 | gas | gas |  | 11 | 11 |  | 2001-12-21 | 2001-10-31 | -51
1498 | 2676 | West Valley GT 2 |  | West Valley GT2 | PacifiCorp Power Marketing (to PacifiCorp) | PacifiCorp PM | 40000 | 40000 |  | #117 | gas | gas |  | 11 | 11 |  | 2001-12-21 | 2001-10-31 | -51
1499 | 2677 | West Valley GT 3 |  | West Valley GT3 | PacifiCorp Power Marketing (to PacifiCorp) | PacifiCorp PM | 40000 | 43000 | 3000 | #117 | gas | gas |  | 11 | 11 |  | 2002-08-01 | 2002-05-15 | -78
1500 | 2678 | West Valley GT 4 |  | West Valley GT4 | PacifiCorp Power Marketing (to PacifiCorp) | PacifiCorp PM | 40000 | 43000 | 3000 | #117 | gas | gas |  | 11 | 11 |  | 2002-08-01 | 2002-05-15 | -78
1501 | 2679 | West Valley GT 5 |  | West Valley GT5 | PacifiCorp Power Marketing | PacifiCorp PM | 40000 | 43000 | 3000 | #117 | gas | gas |  | 11 | 11 |  | 2002-08-31 | 2002-07-30 | -32
1502 | 2680 | Whitehead #3 |  | Whitehead IC3 | Springville City of | Springville City of | 6800 | 6800 |  | #117 | gas | gas |  | 11 | 11 |  | 2000-02-01 | 2000-02-01
1503 |  |  | springville website: "a slightly smaller" IC than #3 | Whitehead IC4 |  | Springville City of |  | 4800 |  |  |  | gas |  |  | 11 |  |  | 2000-11-01
1504 |  |  | three government surplus electro-motive diesels converted to gas | Whitehead IC5-7 |  | Springville City of |  | 8400 |  |  |  | gas |  |  | 11 |  |  | 2003-01-01
1505 | 2681 | Whitehead 1 |  | Whitehead IC1 | Springville UT, City of | Springville City of | 7000 | 7000 |  | #117 | gas | gas |  | 11 | 11 |  | 1980-01-01
1506 | 2682 | Whitehead 2 |  | Whitehead IC2 | Springville UT, City of | Springville City of | 7000 | 7000 |  | #117 | gas | gas |  | 11 | 11 |  | 1980-01-01
1507 | 2682.1
1508 | 2688 | Amor II |  | Empire | Sierra Pacific Power Company | Amor II | 3000 | 3000 |  | ###4 | geo | geo |  | 12 | 12 |  | 1980-01-01
1509 | 2689 | Battle Mtn 1 |  | Battle Mtn IC1 | Sierra Pacific Power Company | Sierra Pacific Power | 2000 | 1800 | -200 | ##84 | fo2 | fo2 |  | 12 | 12 |  | 1980-01-01
1510 | 2690 | Battle Mtn 2 |  | Battle Mtn IC2 | Sierra Pacific Power Company | Sierra Pacific Power | 2000 | 1800 | -200 | ##84 | fo2 | fo2 |  | 12 | 12 |  | 1980-01-01
1511 | 2691 | Battle Mtn 3 |  | Battle Mtn IC3 | Sierra Pacific Power Company | Sierra Pacific Power | 2000 | 1800 | -200 | ##84 | fo2 | fo2 |  | 12 | 12 |  | 1980-01-01
1512 | 2692 | Battle Mtn 4 |  | Battle Mtn IC4 | Sierra Pacific Power Company | Sierra Pacific Power | 2000 | 1800 | -200 | ##84 | fo2 | fo2 |  | 12 | 12 |  | 1980-01-01
1513 | 2692.1 |  | wscc listing | Beowawe Power |  | Oxbow Power |  | 14500 |  |  |  | geo |  |  | 12
1514 | 2693 | Bradys Power Part 1 |  | Brady's Power | Sierra Pacific Power Company | Brady's Power Partners | 20000 | 20700 | 700 | ###4 | geo | geo |  | 12 | 12 |  | 1980-01-01
1515 | 2694 | Brunswick 1 |  | Brunswick IC1 | Sierra Pacific Power Company | Sierra Pacific Power | 2000 | 1800 | -200 | ##84 | fo2 | fo2 |  | 12 | 12 |  | 1980-01-01
1516 | 2695 | Brunswick 2 |  | Brunswick IC2 | Sierra Pacific Power Company | Sierra Pacific Power | 2000 | 1800 | -200 | ##84 | fo2 | fo2 |  | 12 | 12 |  | 1980-01-01
1517 | 2696 | Brunswick 3 |  | Brunswick IC3 | Sierra Pacific Power Company | Sierra Pacific Power | 2000 | 1800 | -200 | ##84 | fo2 | fo2 |  | 12 | 12 |  | 1980-01-01
1518 | 2696.1 |  |  | Caithness Dixie Valley |  | Oxbow Geothermal |  | 54100 |  |  |  | geo |  |  | 12
1519 | 2709 | Desert Peak 1 |  | Desert Peak | Sierra Pacific Power Company | MidAmerican Energy | 10000 | 10200 | 200 | ###4 | geo | geo |  | 12 | 12 |  | 1980-01-01
1520 | 2711 | Fallon 1 |  | Fallon IC | Sierra Pacific Power Company | Sierra Pacific Power | 1800 | 1700 | -100 | #121 | gas | gas |  | 12 | 12 |  | 1980-01-01
1521 | 2712 | Far West 1 |  | Steamboat 1 | Sierra Pacific Power Company | Steamboat Envirosystems | 5000 | 5800 | 800 | ###4 | geo | geo |  | 12 | 12 |  | 1980-01-01
1522 | 2713 | Far West 1A |  | Steamboat 1A | Sierra Pacific Power Company | Steamboat Envirosystems | 2000 | 2600 | 600 | ###4 | geo | geo |  | 12 | 12 |  | 1980-01-01
1523 | 2714 | Far West II |  | Steamboat II | Sierra Pacific Power Company | Steamboat Development | 13000 | 16600 | 3600 | ###4 | geo | geo |  | 12 | 12 |  | 1980-01-01
1524 | 2715 | Far West III |  | Steamboat III | Sierra Pacific Power Company | Steamboat Development | 13000 | 17100 | 4100 | ###4 | geo | geo |  | 12 | 12 |  | 1980-01-01
1525 | 2717 | Fort Churchill 1 |  | Fort Churchill ST1 | Sierra Pacific Power Company | Sierra Pacific Power | 113000 | 113000 |  | #121 | gas | gas |  | 12 | 12 |  | 1980-01-01
1526 | 2718 | Fort Churchill 2 |  | Fort Churchill ST2 | Sierra Pacific Power Company | Sierra Pacific Power | 113000 | 113000 |  | #121 | gas | gas |  | 12 | 12 |  | 1980-01-01
1527 | 2719 | Gabbs 1 |  | Gabbs IC1 | Sierra Pacific Power Company | Sierra Pacific Power | 2750 | 2750 |  | ##84 | fo2 | fo2 |  | 12 | 12 |  | 1980-01-01
1528 | 2720 | Gabbs 2 |  | Gabbs IC2 | Sierra Pacific Power Company | Sierra Pacific Power | 2750 | 2750 |  | ##84 | fo2 | fo2 |  | 12 | 12 |  | 1980-01-01
1529 | 618 | Kings Beach 1 |  | Kings Beach IC1 | Sierra Pacific Power Company | Sierra Pacific Power | 2750 | 2600 | -150 | ##84 | fo2 | fo2 |  | 2 | 12 | calif plant on nevada side of tmn path | 1980-01-01
1530 | 619 | Kings Beach 2 |  | Kings Beach IC2 | Sierra Pacific Power Company | Sierra Pacific Power | 2750 | 2600 | -150 | ##84 | fo2 | fo2 |  | 2 | 12 | calif plant on nevada side of tmn path | 1980-01-01
1531 | 620 | Kings Beach 3 |  | Kings Beach IC3 | Sierra Pacific Power Company | Sierra Pacific Power | 2750 | 2600 | -150 | ##84 | fo2 | fo2 |  | 2 | 12 | calif plant on nevada side of tmn path | 1980-01-01
1532 | 621 | Kings Beach 4 |  | Kings Beach IC4 | Sierra Pacific Power Company | Sierra Pacific Power | 2750 | 2600 | -150 | ##84 | fo2 | fo2 |  | 2 | 12 | calif plant on nevada side of tmn path | 1980-01-01
1533 | 622 | Kings Beach 5 |  | Kings Beach IC5 | Sierra Pacific Power Company | Sierra Pacific Power | 2750 | 2600 | -150 | ##84 | fo2 | fo2 |  | 2 | 12 | calif plant on nevada side of tmn path | 1980-01-01
1534 | 623 | Kings Beach 6 |  | Kings Beach IC6 | Sierra Pacific Power Company | Sierra Pacific Power | 2750 | 2600 | -150 | ##84 | fo2 | fo2 |  | 2 | 12 | calif plant on nevada side of tmn path | 1980-01-01
1535 | 2724 | Ormat-Soda Lake 1 |  | Soda Lake I & II | Sierra Pacific Power Company | Soda Lake Geothermal | 3000 | 19200 | 3200 | ###4 | geo | geo |  | 12 | 12 |  | 1980-01-01
1536 | 2725 | Ormat-Soda Lake 2 | above |  | Sierra Pacific Power Company |  | 13000 |  |  | ###4 | geo |  |  | 12 |  |  | 1980-01-01
1537 | 2726 | Pinon Pine 1 |  | Pinon Pine | Sierra Pacific Power Company | Sierra Pacific Power | 105000 | 105000 |  | #121 | gas | oth |  | 12 | 12 |  | 1980-01-01
1538 | 2727 | Rye Patch |  | Rye Patch | Presco Energy | Mt Wheeler Power | 12000 | 10200 | -1800 | ###4 | geo | geo |  | 12 | 12 |  | 2003-06-30 | 2003-06-01 | -29
1539 | 2727.1 |  | press release | Steamboat Springs |  | SB Geo |  | 25500 |  |  |  | geo |  |  | 12 |  |  | 2002-07-01
1540 | 2728 | Stillwater Geotherm 1 |  | Stillwater I | Sierra Pacific Power Company | Star Group | 13000 | 14500 | 1500 | ###4 | geo | geo |  | 12 | 12 |  | 1980-01-01
1541 | 2729 | TADS 1 |  | TADS 1 | Sierra Pacific Power Company | SPP/IPP-Wabuska NV | 1000 | 900 | -100 | ###4 | geo | geo |  | 12 | 12 |  | 1980-01-01
1542 | 2730 | TADS 2 |  | TADS 2 | Sierra Pacific Power Company | SPP/IPP-Wabuska NV | 1000 | 900 | -100 | ###4 | geo | geo |  | 12 | 12 |  | 1980-01-01
1543 | 2732 | Tracy 3 |  | Tracy ST3 | Sierra Pacific Power Company | Sierra Pacific Power | 108000 | 108000 |  | #121 | gas | gas |  | 12 | 12 |  | 1980-01-01
1544 | 2733 | Tracy 4 |  | Clark Mtn GT4 | Sierra Pacific Power Company | Sierra Pacific Power | 83000 | 83000 |  | #121 | gas | gas |  | 12 | 12 |  | 1980-01-01
1545 | 2734 | Tracy GT1 |  | Clark Mtn GT1 | Sierra Pacific Power Company | Sierra Pacific Power | 11000 | 11000 |  | ##84 | fo2 | fo2 |  | 12 | 12 |  | 1980-01-01
1546 | 2735 | Tracy GT2 |  | Clark Mtn GT2 | Sierra Pacific Power Company | Sierra Pacific Power | 11000 | 11000 |  | ##84 | fo2 | fo2 |  | 12 | 12 |  | 1980-01-01
1547 | 2736 | Tracy GT3 |  | Clark Mtn GT3 | Sierra Pacific Power Company | Sierra Pacific Power | 83000 | 84000 | 1000 | #121 | gas | gas |  | 12 | 12 |  | 1980-01-01
1548 | 2737 | Tracy ST1 |  | Tracy ST1 | Sierra Pacific Power Company | Sierra Pacific Power | 53000 | 53000 |  | #121 | gas | gas |  | 12 | 12 |  | 1980-01-01
1549 | 2738 | Tracy ST2 |  | Tracy ST2 | Sierra Pacific Power Company | Sierra Pacific Power | 83000 | 83000 |  | #121 | gas | gas |  | 12 | 12 |  | 1980-01-01
1550 | 2739 | TRI-Center 1 |  | TRI-Center GT1 | Naniwa Energy | Naniwa Energy | 60000 | 60000 |  | #121 | gas | gas |  | 12 | 12 |  | 2001-06-01 | 2001-06-01
1551 | 2740 | TRI-Center 2 |  | TRI-Center GT2 | Naniwa Energy | Naniwa Energy | 60000 | 60000 |  | #121 | gas | gas |  | 12 | 12 |  | 2001-06-01 | 2001-06-01
1552 | 2741 | TRI-Center 3 |  | TRI-Center GT3 | Naniwa Energy | Naniwa Energy | 60000 | 60000 |  | #121 | gas | gas |  | 12 | 12 |  | 2001-06-01 | 2001-06-01
1553 | 2742 | TRI-Center 4 |  | TRI-Center GT4 | Naniwa Energy | Naniwa Energy | 60000 | 60000 |  | #121 | gas | gas |  | 12 | 12 |  | 2001-06-01 | 2001-06-01
1554 | 2743 | TRI-Center 5 |  | TRI-Center GT5 | Naniwa Energy | Naniwa Energy | 60000 | 60000 |  | #121 | gas | gas |  | 12 | 12 |  | 2001-06-01 | 2001-06-01
1555 | 2744 | TRI-Center 6 |  | TRI-Center GT6 | Naniwa Energy | Naniwa Energy | 60000 | 60000 |  | #121 | gas | gas |  | 12 | 12 |  | 2001-06-01 | 2001-06-01
1556 | 2745 | Valley Road 1 |  | Valley Road IC1 | Sierra Pacific Power Company | Sierra Pacific Power | 2000 | 1800 | -200 | ##84 | fo2 | fo2 |  | 12 | 12 |  | 1980-01-01
1557 | 2746 | Valley Road 2 |  | Valley Road IC2 | Sierra Pacific Power Company | Sierra Pacific Power | 2000 | 1800 | -200 | ##84 | fo2 | fo2 |  | 12 | 12 |  | 1980-01-01
1558 | 2747 | Valley Road 3 |  | Valley Road IC3 | Sierra Pacific Power Company | Sierra Pacific Power | 2000 | 1800 | -200 | ##84 | fo2 | fo2 |  | 12 | 12 |  | 1980-01-01
1559 | 2748 | Valmy 1 |  | Valmy ST1 | Sierra Pacific Power Company | Sierra Pacific Power | 258000 | 258000 |  | ##62 | coal | coal |  | 12 | 12 |  | 1980-01-01
1560 | 2749 | Valmy 2 |  | Valmy ST2 | Sierra Pacific Power Company | Sierra Pacific Power | 274000 | 274000 |  | ##62 | coal | coal |  | 12 | 12 |  | 1980-01-01
1561 | 2753 | Winnemucca 1 |  | Winnemucca GT | Sierra Pacific Power Company | Sierra Pacific Power | 15000 | 15000 |  | #138 | gas | gas |  | 12 | 12 |  | 1980-01-01
1562 | 2754 | Yankee Caithness 1 |  | Steamboat Hills | Sierra Pacific Power Company | Yankee Caithness | 12000 | 11600 | -400 | ###4 | geo | geo |  | 12 | 12 |  | 1980-01-01
1563
1564 | 2755 | Balzac |  | Balzac GTCG | EnCana + Nexen | PanCanadian | 108000 | 106000 | -2000 | #113 | gas | gas |  | 13 | 13 |  | 2001-07-01 | 2001-12-01 | 153
1565 | 2756 | Battle R 3 |  | Battle R ST3 | Alberta Power Limited | Alberta Power Ltd | 157000 | 157000 |  | ##54 | coal | coal |  | 13 | 13 |  | 1980-01-01
1566 | 2757 | Battle R 4 |  | Battle R ST4 | Alberta Power Limited | Alberta Power Ltd | 157000 | 157000 |  | ##54 | coal | coal |  | 13 | 13 |  | 1980-01-01
1567 | 2758 | Battle R 5 |  | Battle R ST5 | Alberta Power Limited | Alberta Power Ltd | 390000 | 390000 |  | ##54 | coal | coal |  | 13 | 13 |  | 1980-01-01
1568 | 2759 | Bear Creek (Grande Prairie) |  | Bear Creek CCCG | TransCanada | TransCanada | 86000 | 80000 | -6000 | #113 | gas | gas |  | 13 | 13 |  | 2002-12-31 | 2003-03-01 | 60
1569 | 2763 | Burdett |  | Burdett ICs | Maxim Power Corp | Maxim Energy | 7300 | 7280 |  | #113 | gas | gas |  | 13 | 13 |  | 2001-12-01 | 2001-09-01 | -91
1570 | 2764 | Calgary Energy Centre | under construction |  | Calpine Corp |  | 250000 |  |  | #113 | gas |  |  | 13 |  |  | 2003-03-01
1571 | 2766 | Cancarb Medicine Hat |  | CanCarb GTCG | TransCanada | TransCanada Energy | 27000 | 46000 | 19000 | #113 | gas | gas |  | 13 | 13 |  | 2000-01-01 | 2001-03-01 | 425
1572 | 2767 | Carseland 1 |  | Carseland GT1 | TransCanada | TransCanada Energy | 40000 | 40500 | 500 | #113 | gas | gas |  | 13 | 13 |  | 2002-01-01 | 2001-09-25 | -98
1573 | 2768 | Carseland 2 |  | Carseland GT2 | TransCanada | TransCanada Energy | 40000 | 40500 | 500 | #113 | gas | gas |  | 13 | 13 |  | 2002-01-01 | 2001-09-25 | -98
1574 | 2768.1 |  | press release | Castle Rock Ridge |  | Wind Power, Inc |  | 26000 |  |  |  | wind |  |  | 13 |  |  | 2003-05-01
1575 | 2769 | Cavalier |  | Cavalier CC | EnCana | PanCanadian | 108000 | 105000 | -3000 | #113 | gas | gas |  | 13 | 13 |  | 2001-09-01 | 2001-08-22
1576 | 2771 | Clover Bar 1 |  | Clover Bar ST1 | Edmonton Power | Edmonton Power | 165000 | 165000 |  | #113 | gas | gas |  | 13 | 13 |  | 1980-01-01
1577 | 2772 | Clover Bar 2 |  | Clover Bar ST2 | Edmonton Power | Edmonton Power | 165000 | 165000 |  | #113 | gas | gas |  | 13 | 13 |  | 1980-01-01
1578 | 2773 | Clover Bar 3 |  | Clover Bar ST3 | Edmonton Power | Edmonton Power | 165000 | 165000 |  | #113 | gas | gas |  | 13 | 13 |  | 1980-01-01
1579 | 2774 | Clover Bar 4 |  | Clover Bar ST4 | Edmonton Power | Edmonton Power | 165000 | 165000 |  | #113 | gas | gas |  | 13 | 13 |  | 1980-01-01
1580 | 2775 | Coaldale |  | Coaldale ICs | Maxim Power Corp | Maxim Energy | 6200 | 6240 |  | #113 | gas | gas |  | 13 | 13 |  | 2001-12-01 | 2001-09-01 | -91
1581 | 2776 | Cold Lake (Mahkeses) | under construction |  | Imperial Oil |  | 160000 |  |  | #113 | gas |  |  | 13 |  |  | 2002-12-01
1582 | 2777 | Cowley Ridge (Cowley North) |  | Cowley North | Canadian Hydro Developers | Canadian Hydro Devlp | 19500 | 18900 | -600 | ##33 | wind | wind |  | 13 | 13 |  | 2001-10-01 | 2001-12-01 | 61
1583 | 2778 | Cowley Ridge (Sinnott) |  | Sinnott | Canadian Hydro Developers | Canadian Hydro Devlp | 6500 | 6500 |  | ##33 | wind | wind |  | 13 | 13 |  | 2001-10-01 | 2001-12-01 | 61
1584 | 2779 | Cowley Ridge Expansion |  |  | Canadian Hydro Developers |  | 1900 |  |  | ##33 | wind |  |  | 13 |  |  | 2000-09-01
1585 | 2780 | Cowley Ridge I & II |  | Cowley Ridge | Canadian Hydro Developers | Canadian Hydro Devlp (Pincher Creek) | 19500 | 21400 | 0 | ##33 | wind | wind |  | 13 | 13 |  | 1980-01-01
1586 | 2781 | Cowley Ridge Wind Plant (Nonutility Wind 6) | above |  | Canadian Hydro |  | 18900 |  |  | ##33 | wind |  |  | 13 |  |  | 1980-01-01
1587 | 2782 | Dapp |  | Dapp (Westlock) | Drayton Valley Power | Primary Power | 17000 | 17000 |  | ###7 | oth | bio |  | 13 | 13 |  | 2000-01-01 | 2000-07-01 | 182
1588 | 2789 | Dow Chemical (Ft Saskatchewan) 1 | duplicate of 2790 |  | TransAlta |  | 60000 |  |  | #113 | gas |  |  | 13 |  |  | 1980-01-01
1589 | 2790 | Dow Chemical (Ft Saskatchewan) 2 |  | Fort Saskatchewan GTCG | Dow Chemical | TA/Air Liquide | 120000 | 120000 |  | #113 | gas | gas |  | 13 | 13 |  | 1999-10-31
1590 | 2791 | Drywood |  | Drywood STCG | Canadian Gas & Electric | Canadian Gas & Elec | 6000 | 6000 |  | #113 | gas | gas |  | 13 | 13 |  | 1980-01-01
1591 | 2792 | Drywood | duplicate of 2793 |  | Canadian Hydro |  | 6000 |  |  | #113 | gas |  |  | 13 |  |  | 1999-09-01
1592 | 2793 | Drywood Exp |  | Drywood Expansion STCG | Canadian Gas & Electric | Canadian Gas & Electric | 7000 | 7000 |  | #113 | gas | gas |  | 13 | 13 |  | 2001-09-01 | 2001-03-01 | -184
1593 | 2794 | Elmworth |  | Elmworth IC | Northstone Power Corp | Northstone Power Corp | 3000 | 3000 |  | #113 | gas | gas |  | 13 | 13 |  | 2001-12-01 | 2001-12-01
1594 | 2795 | Flare Gas Energy Recovery Projects | the Flare Gas plants in Alberta are EVI (.9MW-Maxim), Gift Lake (.8MW-Maxim), Grand Forks/Saddle Hills (2MW-Crestar), Mercury (4MW-Mercury), Renaissance (9MW-Renaissance), Storm (2.3MW-Storm Energy), Willesden Green (1MW-Altec Power). This totals 20MW. P |  | Maxim Power & others |  | 20000 |  | -4000 | ###7 | oth |  |  | 13 |  |  | 2001-12-31
1595 | 2796 | Ft MacLeod |  | Fort MacLeod ICs | Maxim Power Corp | Maxim Energy | 4200 | 4160 |  | #113 | gas | gas |  | 13 | 13 |  | 2001-12-01 | 2001-09-01 | -91
1596 | 2796.1 |  |  | Fort Macleod GTCG |  | Altec Power |  | 55000 |  |  |  | gas | [5 empty] | 2003-03-01
1597 | 2797 | Ft McMurray (Syncrude Aurora) |  | Syncrude Aurora GTCG | Syncrude Aurora | Syncrude | 82000 | 82000 |  | #113 | gas | gas |  | 13 | 13 |  | 2000-07-07 | 2000-09-01 | 56
1598 | 2798 | Ft McMurray (TransAlta) | duplicate of 2797 |  | TransAlta |  | 23000 |  |  | #113 | gas |  |  | 13 |  |  | 1980-01-01
1599 | 2799 | Ft Nelson | fort nelson is in northern bc, but appears to be served from transmission lines from Alberta | Fort Nelson GT | BC Hydro | British Columbia Hydro | 45000 | 45000 |  | #113 | gas | gas |  | 13 | 13 |  | 2000-01-01 | 1999-05-15 | -231
1600 | 2800 | Genesee 1 |  | Genesee ST1 | Edmonton Power | Edmonton Power | 406000 | 406000 |  | ##54 | coal | coal |  | 13 | 13 |  | 1980-01-01
1601 | 2801 | Genesee 2 |  | Genesee ST2 | Edmonton Power | Edmonton Power | 406000 | 406000 |  | ##54 | coal | coal |  | 13 | 13 |  | 1980-01-01
1602 | 2802 | Genesee 3 | under construction |  | EPCOR/TransAlta |  | 450000 |  |  | ##54 | coal |  |  | 13 |  |  | 2004-12-31
1603 | 2802.1 |  | see 2795 | Gift Lake GT |  | Maxim Energy |  | 800 |  |  |  | oth |  |  | 13
1604 | 2803 | Gold Creek Compressor | duplicate of 2804 |  | TransCanada |  | 6500 |  |  | ###7 | oth |  |  | 13 |  |  | 1980-01-01
1605 | 2804 | Gold Creek compressor station |  | Gold Creek | Maxim Power Corp | Maxim Energy | 6000 | 4200 | -1800 | ###7 | oth | oth |  | 13 | 13 |  | 2000-07-01 | 1999-03-18 | -471
1606 | 2804.1 |  | see 2795 | Grand Forks/Saddle Hills |  | Crestar Energy |  | 2000 |  |  |  | oth |  |  | 13
1607 | 2804.2 |  | alberta listing | Grande Prairie |  | Canadian Gas & Elec |  | 20000 |  |  |  | rfg |  |  | 13 |  |  | 2003-08-15
1608 | 2805 | Grand Prairie Wastewater | engine shipped in Apr-May 2002 | Grand Prairie Wastewater | City of Grande Prairie | City of Grande Prairie | 3000 | 1600 | -1400 | #113 | gas | gas |  | 13 |  |  | 2001-12-01 | 2002-09-01 | 274
1609 | 2806 | Joffre Cogen Project |  | Joffre CCCG | ATCO+EPCOR+NOVAChemicals | Nova/ATCO/EPCOR | 474000 | 474000 |  | #113 | gas | gas |  | 13 | 13 |  | 2000-09-01 | 2000-04-15 | -139
1610 | 2807 | Keephills 1 |  | Keephills ST1 | TransAlta Utilities Corporatio | TransAlta Utilities | 392000 | 392000 |  | ##54 | coal | coal |  | 13 | 13 |  | 1980-01-01
1611 | 2808 | Keephills 2 |  | Keephills ST2 | TransAlta Utilities Corporatio | TransAlta Utilities | 393000 | 393000 |  | ##54 | coal | coal |  | 13 | 13 |  | 1980-01-01
1612 | 2808.1 |  | press release | Kettles Hills |  | Benign Energy |  | 48000 |  |  |  | wind |  |  | 13 |  |  | 2003-07-15
1613 | 2808.2 |  | press release | McBride Lake |  | Vision Quest-TransAlta |  | 75000 |  |  |  | wind |  |  | 13 |  |  | 2003-10-15
1614 | 2809 | McKay River | under construction |  | TransCanada |  | 165000 |  |  | #113 | gas |  |  | 13 |  |  | 2003-11-01
1615 | 2810 | Medicine Hat 10 |  | Medicine Hat 10GT | Medicine Hat, City of | Medicine Hat, City of | 18000 | 18000 |  | #113 | gas | gas |  | 13 | 13 |  | 1980-01-01
1616 | 2811 | Medicine Hat 11 |  | Medicine Hat 11GT | Medicine Hat, City of | Medicine Hat, City of | 18000 | 18000 |  | #113 | gas | gas |  | 13 | 13 |  | 1980-01-01
1617 | 2812 | Medicine Hat 12 |  | Medicine Hat 12ST | Medicine Hat, City of | Medicine Hat, City of | 32000 | 33000 | 1000 | #130 | gas | gas |  | 13 | 13 |  | 1980-01-01
1618 | 2813 | Medicine Hat 13 |  | Medicine Hat 13GT | Medicine Hat, City of | Medicine Hat, City of | 25000 | 25000 |  | #113 | gas | gas |  | 13 | 13 |  | 2001-02-01 | 2001-02-01
1619 | 2814 | Medicine Hat 3 |  | Medicine Hat 03ST | Medicine Hat, City of | Medicine Hat, City of | 16000 | 16000 |  | #130 | gas | gas |  | 13 | 13 |  | 1980-01-01
1620 | 2815 | Medicine Hat 4 |  | Medicine Hat 04ST | Medicine Hat, City of | Medicine Hat, City of | 3000 | 3000 |  | #130 | gas | gas |  | 13 | 13 |  | 1980-01-01
1621 | 2816 | Medicine Hat 5 |  | Medicine Hat 05GT | Medicine Hat, City of | Medicine Hat, City of | 19000 | 19000 |  | #113 | gas | gas |  | 13 | 13 |  | 1980-01-01
1622 | 2817 | Medicine Hat 6 |  | Medicine Hat 06ST | Medicine Hat, City of | Medicine Hat, City of | 5000 | 5000 |  | #130 | gas | gas |  | 13 | 13 |  | 1980-01-01
1623 | 2818 | Medicine Hat 7 |  | Medicine Hat 07ST | Medicine Hat, City of | Medicine Hat, City of | 32000 | 30000 | -2000 | #130 | gas | gas |  | 13 | 13 |  | 1980-01-01
1624 | 2819 | Medicine Hat 8 |  | Medicine Hat 08GT | Medicine Hat, City of | Medicine Hat, City of | 40000 | 40000 |  | #113 | gas | gas |  | 13 | 13 |  | 1980-01-01
1625 | 2820 | Medicine Hat 9 |  | Medicine Hat 09GT | Medicine Hat, City of | Medicine Hat, City of | 40000 | 40000 |  | #113 | gas | gas |  | 13 | 13 |  | 1980-01-01
1626 | 2820.1 |  | see 2795 | Mercury A&B |  | Mercury Energy |  | 4000 |  |  |  | oth |  |  | 13 |  |  | 2000-11-01
1627 | 2821 | Milner 1 |  | Milner ST | Alberta Power Limited | Alberta Power Ltd | 152000 | 152000 |  | ##54 | coal | coal |  | 13 | 13 |  | 1980-01-01
1628 | 2822 | Muskeg River Mine Cogeneration 1 |  | Muskeg River CCCG1 | ATCO/Shell | ATCO | 85000 | 85000 |  | #113 | gas | gas |  | 13 | 13 |  | 2002-12-01 | 2003-02-01 | 62
1629 | 2823 | Muskeg River Mine Cogeneration 2 |  | Muskeg River CCCG2 | ATCO/Shell | ATCO | 85000 | 85000 |  | #113 | gas | gas |  | 13 |  |  | 2003-03-31 | 2003-02-01 | -58
1630 | 2824 | Nobleford |  | Nobleford | Southwinds | Southwinds | 1000 | 250 | -750 | ##33 | wind | wind |  | 13 | 13 |  | 2002-12-31 | 2003-03-31 | 90
1631 | 2827 | Poplar Hill |  | Poplar Hill GT | ATCO Power (IPP) | ATCO Power | 43000 | 45000 | 2000 | #113 | gas | gas |  | 13 | 13 |  | 1999-06-30
1632 | 2828 | Primrose Cogeneration |  | Primrose GT | Amoco/ATCO Power | ATCO Power | 42500 | 64000 | 21500 | #113 | gas | gas |  | 13 | 13 |  | 1999-06-30
1633 | 2828.1 |  | wscc listing | Rainbow GT1 |  | Alberta Power Ltd |  | 30000 |  |  |  | gas |  |  | 13
1634 | 2828.2 |  | wscc listing | Rainbow GT2 |  | Alberta Power Ltd |  | 43000 |  |  |  | gas |  |  | 13
1635 | 2828.3 |  | wscc listing | Rainbow GT3 |  | Alberta Power Ltd |  | 22000 |  |  |  | gas |  |  | 13
1636 | 2832 | Rainbow Lake 5 & 6 |  | Rainbow Lake GTCG | ATCO Power (IPP) | ATCO Power/Husky Oil | 92000 | 45000 | -2000 | #113 | gas | gas |  | 13 | 13 |  | 2001-12-31 | 2002-01-01
1637 | 2832.1 |  | two units | Valleyview GTCG |  | ATCO Power/Husky Oil |  | 45000 |  |  |  | gas |  |  | 13 |  |  | 2002-01-01
1638 | 2834 | Red Deer (A) |  | Red Deer GTCG | API Grain Processors | API Grain Producers | 3500 | 4000 | -1500 | #113 | gas | gas |  | 13 | 13 |  | 2001-06-01 | 2000-01-01 | -517
1639 | 2835 | Red Deer (B) | above |  | Collicutt Hanover Servcies |  | 2000 |  |  | #113 | gas |  |  | 13 |  |  | 2001-10-01
1640 | 2836 | Red Earth Creek Area | see 2795 | EVI GT | Columbia Power Systems | Maxim Energy | 4000 | 900 |  | #113 | gas | oth | maxim news release--flare gas | 13 | 13 |  | 1980-01-01 | 2000-11-01 | 7610
1641 | 2837 | Redwater |  | Redwater GTCG | TransCanada | TransCanada Energy | 41000 | 40000 | -1000 | #113 | gas | gas |  | 13 | 13 |  | 2002-01-01 | 2001-12-01 | -31
1642 | 2837.1 |  | see 2795 | Renaissance |  | Renaissance |  | 9000 |  |  |  | oth |  |  | 13
1643 | 2837.2 |  | wscc listing | Rossdale ST08 |  | Edmonton Power |  | 71000 |  |  |  | gas |  |  | 13
1644 | 2837.3 |  | wscc listing | Rossdale ST09 |  | Edmonton Power |  | 73000 |  |  |  | gas |  |  | 13
1645 | 2837.4 |  | wscc listing | Rossdale ST10 |  | Edmonton Power |  | 72000 |  |  |  | gas |  |  | 13
1646 | 2841 | Scotford (Air Liquide) |  | Scotford Shell GTCG | Air Liquide | Air Liquide | 82000 | 82000 |  | #113 | gas | gas |  | 13 | 13 |  | 2000-01-01 | 2000-09-01 | 244
1647 | 2842 | Scotford (Shell) |  | Scotford CCCG | ATCO | ATCO | 160000 | 150000 | -10000 | #113 | gas | gas |  | 13 | 13 |  | 2002-12-01 | 2003-02-01 | 62
1648 | 2843 | Sheerness 1 |  | Sheerness ST1 | Alberta Power Limited | Alberta Power Ltd | 389000 | 389000 |  | ##54 | coal | coal |  | 13 | 13 |  | 1980-01-01
1649 | 2844 | Sheerness 2 |  | Sheerness ST2 | Alberta Power Limited | Alberta Power Ltd | 383000 | 383000 |  | ##54 | coal | coal |  | 13 | 13 |  | 1980-01-01
1650 | 2844.1 |  | see 2795 | Storm Energy 1&2 |  | Storm Energy |  | 2300 |  |  |  | oth |  |  | 13 |  |  | 2001-10-31
1651 | 2845 | Sturgeon |  | Sturgeon GTCG1 | ATCO | ATCO Power | 18000 | 10000 | -8000 | #113 | gas | gas |  | 13 | 13 |  | 1980-01-01 | 2000-09-01 | 7549
1652 | 2845.1 |  | two units | Sturgeon GTCG2 |  | ATCO Power |  | 8000 |  |  |  | gas |  |  | 13 |  |  | 2000-09-01
1653 | 2846 | Sturgeon 3 (Valleyview) |  | Sturgeon GTCG3 | ATCO | ATCO Power | 92000 | 46000 | -46000 | #113 | gas | gas |  | 13 | 13 |  | 2001-12-01 | 2001-12-01
1654 | 2847 | Suncor Millennium (Poplar Creek/Ft McMurray) 1 |  | Poplar Creek CCCG1 | TransAlta | Suncor Energy/TransAlta | 175000 | 175000 |  | #113 | gas | gas |  | 13 | 13 |  | 2000-04-30 | 2000-10-01 | 154
1655 | 2848 | Suncor Millennium (Poplar Creek/Ft McMurray) 2 |  | Poplar Creek CCCG2 | TransAlta | Suncor Energy/TransAlta | 185000 | 185000 |  | #113 | gas | gas |  | 13 | 13 |  | 2000-12-31 | 2001-10-01 | 274
1656 | 2849 | Sundance 1 |  | Sundance ST1 (rerated) | TransAlta | TransAlta Utilities | 293000 | 335000 | 42000 | ##54 | coal | coal |  | 13 | 13 |  | 1980-01-01
1657 | 2850 | Sundance 2 |  | Sundance ST2 | TransAlta | TransAlta Utilities | 294000 | 294000 |  | ##54 | coal | coal |  | 13 | 13 |  | 1980-01-01
1658 | 2851 | Sundance 3 |  | Sundance ST3 | TransAlta | TransAlta Utilities | 371000 | 371000 |  | ##54 | coal | coal |  | 13 | 13 |  | 1980-01-01
1659 | 2852 | Sundance 4 |  | Sundance ST4 | TransAlta | TransAlta Utilities | 371000 | 371000 |  | ##54 | coal | coal |  | 13 | 13 |  | 1980-01-01
1660 | 2853 | Sundance 5 |  | Sundance ST5 | TransAlta | TransAlta Utilities | 371000 | 371000 |  | ##54 | coal | coal |  | 13 | 13 |  | 1980-01-01
1661 | 2855 | Sundance 6 (Upgraded) |  | Sundance ST6 | TransAlta | TransAlta Utilities | 399000 | 380000 | -19000 | ##54 | coal | coal |  | 13 | 13 |  | 2002-01-01 | 2002-09-01 | 243
1662 | 2856 | Taber |  | Taber ICs | Maxim Power Corp | Maxim Energy | 8300 | 8320 |  | #113 | gas | gas |  | 13 | 13 |  | 2001-12-01 | 2001-09-01 | -91
1663 | 2858 | University of Alberta |  | Edmonton GTCG | University of Alberta | Univ of Alberta | 25000 | 25000 |  | #113 | gas | gas |  | 13 | 13 |  | 2001-04-01 | 2001-04-01
1664 | 2859 | Valleyview (AB) | duplicate of 2846 |  | ATCO |  | 92000 |  |  | #113 | gas |  |  | 13 |  |  | 2001-11-01
1665 | 2860 | Vision Quest (Castle River) |  | Castle River | Vision Quest Windelectric | TransAlta-Vision Quest | 39500 | 39600 | -4940 | ##33 | wind | wind |  | 13 | 13 |  | 2001-11-30 | 2001-12-04
1666 | 2861 | Vision Quest (Individual WTG) | above | Hill Spring (Blue Ridge West/Waterton South) | Vision Quest Windelectric | TransAlta-Vision Quest | 5040 | 1320 | -220 | ##33 | wind | wind |  | 13 | 13 |  | 2002-01-31 | 2001-12-01
1667 |  |  |  | Pincher River wind plants |  | Dutch Valley, Bonus Pro, Summerview, Lundbreck |  | 3500
1668 | 2862 | Wabamun 1 |  | Wabamun ST1 | TransAlta | TransAlta Utilities | 67000 | 67000 |  | ##54 | coal | coal |  | 13 | 13 |  | 1980-01-01
1669 | 2863 | Wabamun 2 |  | Wabamun ST2 | TransAlta | TransAlta Utilities | 67000 | 67000 |  | ##54 | coal | coal |  | 13 | 13 |  | 1980-01-01
1670 | 2864 | Wabamun 3 |  | Wabamun ST3 | TransAlta | TransAlta Utilities | 147000 | 147000 |  | ##54 | coal | coal |  | 13 | 13 |  | 1980-01-01
1671 | 2865 | Wabamun 4 |  | Wabamun ST4 | TransAlta | TransAlta Utilities | 293000 | 293000 |  | ##54 | coal | coal |  | 13 | 13 |  | 1980-01-01
1672 | 2866 | Weather Dancer |  | Weather Dancer 1 | Piegan First Nation | Peigan Indian Utilities Corporation | 900 | 900 |  | ##33 | wind | wind |  | 13 | 13 |  | 2001-08-15 | 2001-10-09 | 55
1673 | 2867 | Weyerhaeuser 1 |  | Drayton Valley (Weyerhaeuser) | TransAlta | Primary Power | 5250 | 12000 | 6750 | ###7 | oth | bio |  | 13 | 13 |  | 1980-01-01
1674 | 2868 | Whitecourt Power 1 |  | Whitecourt Power | TransAlta | Millar Western Power | 21000 | 24000 | 3000 | ###7 | oth | bio |  | 13 | 13 |  | 1980-01-01
1675 | 2868.1 |  | see 2795 | Willesden Green |  | Altec Power |  | 1000 |  |  |  | oth |  |  | 13
1676
1677 | 2869 | Cerro Prieto I 1-5 |  | Cerro Prieto I | Comision Federal de Electricidad | CFE | 180000 | 163000 | -17000 | ###4 | geo | geo |  | 14 | 14 |  | 1980-01-01
1678 | 2870 | Cerro Prieto II 1,2 |  | Cerro Prieto II | Comision Federal de Electricidad | CFE | 220000 | 210000 | -10000 | ###4 | geo | geo |  | 14 | 14 |  | 1980-01-01
1679 | 2871 | Cerro Prieto III 1,2 |  | Cerro Prieto III | Comision Federal de Electricidad | CFE | 220000 | 210000 | -10000 | ###4 | geo | geo |  | 14 | 14 |  | 1980-01-01
1680 | 2872 | Cerro Prieto IV 1-4 |  | Cerro Prieto IV | Mitsubishi | CFE | 100000 | 100000 |  | ###4 | geo | geo |  | 14 | 14 |  | 2000-06-01 | 2000-07-01 | 30
1681 | 2873 | Cipres 1,2 |  | Cipres GT1 | Comision Federal de Electricidad | CFE | 54860 | 27000 | -27860 | ##84 | fo2 | fo2 |  | 14 | 14 |  | 1980-01-01
1682 | 2873.1 |  | two units | Cipres GT2 |  | CFE |  | 27000 |  |  |  | fo2 |  |  | 14
1683 | 2873.2 |  | wscc listing | Cipres IC3 |  | CFE |  | 18000 |  |  |  | fo2 |  |  | 14 |  |  | 2000-11-01
1684 | 2873.3 |  | wscc listing | Cipres IC4 |  | CFE |  | 8000 |  |  |  | fo2 |  |  | 14 |  |  | 2000-07-01
1685 | 2873.4 |  | wscc listing | Cipres IC5 |  | CFE |  | 8000 |  |  |  | fo2 |  |  | 14 |  |  | 2000-07-01
1686 | 2886 | EDM CC1 | proposed |  | AEP |  | 257000 |  |  | #126 | gas |  |  | 14 |  |  | 2002-12-01
1687 | 2887 | La Rosita I A | under construction |  | Intergen |  | 175000 |  |  | #126 | gas |  |  | 14 |  |  | 2003-03-01
1688 | 2888 | La Rosita I B | under construction |  | Intergen |  | 175000 |  |  | #126 | gas |  |  | 14 |  |  | 2003-03-01
1689 | 2889 | La Rosita I C | under construction |  | Intergen |  | 175000 |  |  | #126 | gas |  |  | 14 |  |  | 2003-03-01
1690 | 2890 | La Rosita I D | under construction |  | Intergen |  | 175000 |  |  | #126 | gas |  |  | 14 |  |  | 2003-03-01
1691 | 2891 | La Rosita II A | under construction |  | Intergen |  | 175000 |  |  | #126 | gas |  |  | 14 |  |  | 2003-07-01
1692 | 2892 | La Rosita II B | under construction |  | Intergen |  | 135000 |  |  | #126 | gas |  |  | 14 |  |  | 2003-07-01
1693 | 2893 | Mexicali 1 |  | Mexicali GT1 | Comision Federal de Electricidad | CFE | 26000 | 26000 |  | #126 | gas | fo2 | wscc listing | 14 | 14 |  | 1980-01-01
1694 | 2894 | Mexicali 2 |  | Mexicali GT2 | Comision Federal de Electricidad | CFE | 18000 | 18000 |  | #126 | gas | fo2 | wscc listing | 14 | 14 |  | 1980-01-01
1695 | 2895 | Mexicali 3 |  | Mexicali GT3 | Comision Federal de Electricidad | CFE | 18000 | 18000 |  | #126 | gas | fo2 | wscc listing | 14 | 14 |  | 1980-01-01
1696 | 2896 | Presidente Juarez 1-6 |  | Pdte Juarez ST1 | Comision Federal de Electricidad | CFE | 620000 | 71000 | -549000 | ##83 | resid | resid |  | 14 | 14 |  | 1980-01-01
1697 | 2896.1 |  | six units | Pdte Juarez ST2 |  | CFE |  | 72000 |  |  |  | resid |  |  | 14
1698 | 2896.2 |  | six units | Pdte Juarez ST3 |  | CFE |  | 71000 |  |  |  | resid |  |  | 14
1699 | 2896.3 |  | six units | Pdte Juarez ST4 |  | CFE |  | 72000 |  |  |  | resid |  |  | 14
1700 | 2896.4 |  | six units | Pdte Juarez ST5 |  | CFE |  | 150000 |  |  |  | gas |  |  | 14
1701 | 2896.5 |  | six units | Pdte Juarez ST6 |  | CFE |  | 150000 |  |  |  | gas |  |  | 14
1702 | 2897 | Presidente Juarez GT 1,2 |  | PdteJuarez GT1 | Comision Federal de Electricidad | CFE | 63220 | 30000 | -33220 | ##84 | fo2 | gas | wscc listing | 14 | 14 |  | 1980-01-01
1703 | 2897.1 |  | three units | PdteJuarez GT2 |  | CFE |  | 30000 |  |  |  | gas |  |  | 14
1704 | 2897.2 |  | wscc listing | PdteJuarez GT3 |  | CFE |  | 165000 |  |  |  | gas |  |  | 14
1705 | 2898 | Rosarito 10 | under construction |  | Comision Federal de Electricidad |  | 250000 |  |  | #126 | gas |  |  | 14 |  |  | 2003-04-01
1706 | 2899 | Rosarito 11 | under construction |  | Comision Federal de Electricidad |  | 250000 |  |  | #126 | gas |  |  | 14 |  |  | 2003-04-01
1707 | 2900 | Rosarito 8 |  | Rosarito CC08 | Alstrom Power | CFE-Intergen | 250000 | 255000 | 5000 | #126 | gas | gas |  | 14 | 14 |  | 2001-07-01 | 2001-07-01
1708 | 2901 | Rosarito 9 |  | Rosarito CC09 | Alstrom Power | CFE-Intergen | 250000 | 255000 | 5000 | #126 | gas | gas |  | 14 | 14 |  | 2001-07-01 | 2001-07-01
1709 | 2902 | Thermoelectrica de Mexicali | under construction |  | Sempra |  | 600000 |  |  | #126 | gas |  |  | 14 |  |  | 2003-06-01
1710 | 2902.1
1711 | 2903 | Allen GT1 |  | Allen GT1 | Nevada Power Company | Nevada Power | 76000 | 76000 |  | #125 | gas | gas |  | 15 | 15 |  | 1980-01-01
1712 | 2904 | Apex I | under construction |  | Mirant |  | 500000 |  |  | #125 | gas |  |  | 15 |  |  | 2003-03-01
1713 | 2905 | Bighorn | under construction |  | Reliant Energy |  | 563000 |  |  | #125 | gas |  |  | 15 |  |  | 2003-09-01
1714 | 2906 | Clark 1 |  | Clark ST01 | Nevada Power Company | Nevada Power | 42000 | 42000 |  | #125 | gas | gas |  | 15 | 15 |  | 1980-01-01
1715 | 2907 | Clark 2 |  | Clark ST02 | Nevada Power Company | Nevada Power | 69000 | 69000 |  | #125 | gas | gas |  | 15 | 15 |  | 1980-01-01
1716 | 2908 | Clark 3 |  | Clark ST03 | Nevada Power Company | Nevada Power | 70000 | 70000 |  | #125 | gas | gas |  | 15 | 15 |  | 1980-01-01
1717 | 2909 | Clark 4 (GT) |  | Clark GT04 | Nevada Power Company | Nevada Power | 59000 | 59000 |  | #125 | gas | gas |  | 15 | 15 |  | 1980-01-01
1718 | 2910 | Clark CC 1 (ABC) |  | Clark CC09 | Nevada Power Company | Nevada Power | 243000 | 233000 | -10000 | #125 | gas | gas |  | 15 | 15 |  | 1980-01-01
1719 | 2911 | Clark CC 2 (ABC) |  | Clark CC10 | Nevada Power Company | Nevada Power | 243000 | 233000 | -10000 | #125 | gas | gas |  | 15 | 15 |  | 1980-01-01
1720 | 2924 | El Dorado |  | El Dorado I CC | Reliant Energy + Sempra Energy | Reliant Energy/Sempra | 480000 | 492000 | 12000 | #125 | gas | gas |  | 15 | 15 |  | 2000-05-01 | 2000-05-04
1721 | 2944 | Las Vegas Cogeneration I | qf | Las Vegas GTCG | Nevada Power Company | Black Hills | 45000 | 65900 | 20900 | #125 | gas | gas |  | 15 | 15 |  | 1980-01-01
1722 | 2945 | Las Vegas Cogeneration II 1 |  | Las Vegas II CCCG1 | Black Hills | Black Hills Corp | 112500 | 115000 | 2500 | #125 | gas | gas |  | 15 | 15 |  | 2003-01-01 | 2003-01-13
1723 | 2946 | Las Vegas Cogeneration II 2 |  | Las Vegas II CCCG2 | Black Hills | Black Hills Corp | 112500 | 115000 | 2500 | #125 | gas | gas |  | 15 |  |  | 2003-01-01 | 2003-01-13
1724 | 2947 | Mohave 1 |  | Mohave ST1 | Southern California Edison Com | Southern California Edison | 790000 | 790000 |  | ##66 | coal | coal |  | 15 | 15 |  | 1980-01-01
1725 | 2948 | Mohave 2 |  | Mohave ST2 | Southern California Edison Com | Southern California Edison | 790000 | 790000 |  | ##66 | coal | coal |  | 15 | 15 |  | 1980-01-01
1726 | 2949 | NV Cogen Assoc 1 | qf | Nevada Cogen #1 GTCG | Nevada Power Company | Nevada Cogen Assoc | 42500 | 105000 | 62500 | #125 | gas | gas |  | 15 | 15 |  | 1980-01-01
1727 | 2950 | NV Cogen Assoc 2 | qf | Nevada Cogen #2 GTCG | Nevada Power Company | Nevada Cogen Assoc | 42500 | 105700 | 63200 | #125 | gas | gas |  | 15 | 15 |  | 1980-01-01
1728 | 2963 | Reid Gardner 1 |  | Reid Gardner ST1 | Nevada Power Company | Nevada Power/CDWR | 110000 | 110000 |  | ##66 | coal | coal |  | 15 | 15 |  | 1980-01-01
1729 | 2964 | Reid Gardner 2 |  | Reid Gardner ST2 | Nevada Power Company | Nevada Power/CDWR | 110000 | 110000 |  | ##66 | coal | coal |  | 15 | 15 |  | 1980-01-01
1730 | 2965 | Reid Gardner 3 |  | Reid Gardner ST3 | Nevada Power Company | Nevada Power/CDWR | 110000 | 110000 |  | ##66 | coal | coal |  | 15 | 15 |  | 1980-01-01
1731 | 2966 | Reid Gardner 4 |  | Reid Gardner ST4 | Nevada Power Company | Nevada Power/CDWR | 265000 | 265000 |  | ##66 | coal | coal |  | 15 | 15 |  | 1980-01-01
1732 | 2967 | Saguaro CC (Nevada Power) | unknown |  | Nevada Power Company |  | 90000 |  |  | #125 | gas |  |  | 15 |  |  | 2000-05-01
1733 |  |  | qf | Saguaro GTCG |  | Saguaro Power |  | 123600 |  |  |  | gas |  |  | 15 |  |  | 1991-01-01
1734 | 2968 | Silver Hawk | under construction |  | Pinnacle West |  | 570000 |  |  | #125 | gas |  |  | 15 |  |  | 2004-05-01
1735 | 2969 | Sun-Peak 1 |  | Sun-Peak GT1 | Nevada Power Company | Nevada Power | 70000 | 70000 |  | #125 | gas | gas |  | 15 | 15 |  | 1980-01-01
1736 | 2970 | Sun-Peak 2 |  | Sun-Peak GT2 | Nevada Power Company | Nevada Power | 70000 | 70000 |  | #125 | gas | gas |  | 15 | 15 |  | 1980-01-01
1737 | 2971 | Sun-Peak 3 |  | Sun-Peak GT3 | Nevada Power Company | Nevada Power | 70000 | 70000 |  | #125 | gas | gas |  | 15 | 15 |  | 1980-01-01
1738 | 2972 | Sunrise 1 |  | Sunrise ST1 | Nevada Power Company | Nevada Power | 80000 | 80000 |  | #125 | gas | gas |  | 15 | 15 |  | 1980-01-01
1739 | 2973 | Sunrise 2 |  | Sunrise GT2 | Nevada Power Company | Nevada Power | 76000 | 76000 |  | #125 | gas | gas |  | 15 | 15 |  | 1980-01-01
1740
1741 | 2977 | Bailey (Clatskanie GT) |  | Alden Bailey | Clatskanie Co. PUD | Clatskanie PUD | 10700 | 10000 | -700 | #112 | gas | gas |  | 16 | 16 |  | 2001-12-01 | 2002-03-02 | 91
1742 | 2978 | Beaver 1-7 |  | Beaver CC | Portland General Electric | Portland General Electric | 534000 | 536000 | 2000 | #112 | gas | gas |  | 16 | 16 |  | 1980-01-01
1743 | 2979 | Beaver 8 |  | Beaver GT8 | Portland General Electric | Portland General Electric | 24500 | 24000 | -500 | #112 | gas | gas |  | 16 | 16 |  | 2001-08-01 | 2001-08-01
1744 | 2982 | Big Hanaford |  | Big Hanaford CC | TransAlta | TransAlta Centralia | 248000 | 248000 |  | #112 | gas | gas |  | 16 | 16 |  | 2002-08-13 | 2002-08-13
1745 | 2983 | Biomass-One 1 |  | Biomass One | PacifiCorp | PAC/IPP-Biomass One L/P | 25000 | 14200 | -10800 | ###7 | oth | wod |  | 16 | 16 |  | 1980-01-01
1746 | 3005 | BP (Cherry Point) GTs |  | BP Cherry Point GT | BP | Cherry Point Refinery | 72800 | 72800 |  | #112 | gas | gas |  | 16 | 16 |  | 2001-07-01 | 2001-09-01 | 62
1747 | 3014 | Centralia 1 |  | Centralia ST1 | PacifiCorp | PacifiCorp | 670000 | 670000 |  | ##53 | coal | coal |  | 16 | 16 |  | 1980-01-01
1748 | 3015 | Centralia 2 |  | Centralia ST2 | PacifiCorp | PacifiCorp | 670000 | 670000 |  | ##53 | coal | coal |  | 16 | 16 |  | 1980-01-01
1749 | 3016 | Chehalis Generation Facility | under construction |  | Tractebel Electricity & Gas |  | 520000 |  |  | #112 | gas |  |  | 16 |  |  | 2003-10-01
1750 | 3022 | Coffin Butte 1 |  | Coffin Butte | Pacific Northwest Generation C | Pacific Northwest Generating | 2200 | 2300 | 100 | ###6 | lfg | bio |  | 16 | 16 |  | 1980-01-01
1751 | 3022.1 |  | wscc listing | Crystal Mountain IC |  | Puget Sound Energy |  | 2800 |  |  |  | fo2 |  |  | 16
1752 | 3040 | D R Johnson Lumber (Riddle, Cogen II) |  | DR Johnson Lumber | PacifiCorp | PAC/IPP-Douglas OR | 8000 | 7500 | -500 | ###7 | oth | wod |  | 16 | 16 |  | 1980-01-01
1753 | 3061 | Electric Park |  | Grays Harbor GT1 | Grays Harbor Co PUD | Grays Harbor PUD | 8000 | 11000 | 3000 | ##84 | fo2 | gas | nppc listing | 16 | 16 |  | 2002-06-30 | 2001-12-15 | -197
1754 | 3061.1 |  | two units | Grays Harbor GT2 |  | Grays Harbor PUD |  | 11000 |  |  |  | gas |  |  | 16 |  |  | 2001-12-15
1755 | 3061.2 |  | wscc listing | Eastsound IC4 |  | Orcas Power & Light |  | 450 |  |  |  | fo2 |  |  | 16
1756 | 3061.3 |  | wscc listing | Eastsound IC5 |  | Orcas Power & Light |  | 450 |  |  |  | fo2 |  |  | 16
1757 | 3062 | Encogen 1 |  | Encogen CCCG | Puget Sound Energy | Puget Sound Energy | 80000 | 160000 | 80000 | #112 | gas | gas |  | 16 | 16 |  | 1980-01-01
1758 | 3063 | Equilon GTs |  | Equilon GT | Equilon | Equilon Enterprises | 38500 | 38500 |  | #112 | gas | gas |  | 16 | 16 |  | 2001-07-01 | 2001-12-01 | 153
1759 | 3065 | Everett Cogen 1 |  | Scott Paper Everett | PUD No 1 of Snohomish County | PUD No 1 of Snohomish Cnty | 18000 | 20800 | 2800 | ###7 | oth | wod |  | 16 | 16 |  | 1980-01-01
1760 | 3079 | Frederickson 1 |  | Frederickson GT1 | Puget Sound Energy | Puget Sound Energy | 84600 | 89000 | 4400 | #112 | gas | gas |  | 16 | 16 |  | 1980-01-01
1761 | 3080 | Frederickson 2 |  | Frederickson GT2 | Puget Sound Energy | Puget Sound Energy | 84600 | 89000 | 4400 | #112 | gas | gas |  | 16 | 16 |  | 1980-01-01
1762 | 3081 | Frederickson Power 1 |  | Frederickson CC | EPCOR | Frederickson Power | 249000 | 249000 |  | #112 | gas | gas |  | 16 | 16 |  | 2002-07-31 | 2002-09-03 | 34
1763 | 3082 | Fredonia 1 |  | Fredonia GT1 | Puget Sound Energy | Puget Sound Energy | 123636 | 123600 | -36 | #112 | gas | gas |  | 16 | 16 |  | 1980-01-01
1764 | 3083 | Fredonia 2 |  | Fredonia GT2 | Puget Sound Energy | Puget Sound Energy | 123636 | 123600 | -36 | #112 | gas | gas |  | 16 | 16 |  | 1980-01-01
1765 | 3084 | Fredonia 3 |  | Fredonia GT3 | Puget Sound Energy | Puget Sound Energy | 53000 | 53000 |  | #112 | gas | gas |  | 16 | 16 |  | 2001-08-01 | 2001-08-01
1766 | 3085 | Fredonia 4 |  | Fredonia GT4 | Puget Sound Energy | Puget Sound Energy | 53000 | 53000 |  | #112 | gas | gas |  | 16 | 16 |  | 2001-08-01 | 2001-08-01
1767 | 3086 | Georgia Pacific (Camas) | qf | James River Camas GTCG | PacifiCorp | James River | 52000 | 52000 |  | ###7 | oth | gas | wscc listing | 16 | 16 |  | 1980-01-01
1768 | 3087 | Georgia Pacific (Wauna) | qf | James River Wauna GTCG | Bonneville Power Administratio | James River | 36000 | 27000 | -9000 | ###7 | oth | gas | 1 | 16 | 16 |  | 1980-01-01
1769 | 3088 | Georgia-Pacific (Bellingham) GTs |  | Georgia Pacific GT | Georgia-Pacific | Georgia-Pacific | 10700 | 10700 |  | #112 | gas | gas |  | 16 | 16 |  | 2001-07-01 | 2001-08-01 | 31
1770 | 3094 | Grays Harbor (Satsop) Phase I | suspended construction |  | Duke Energy North America |  | 650000 |  |  | #112 | gas |  |  | 16 |  |  | 2053-12-31
1771 | 3124 | March Point 1 | qf | March Point Phase 1 GTCG | Puget Sound Energy | March Point Cogeneration | 80000 | 80000 |  | #112 | gas | gas |  | 16 | 16 |  | 1980-01-01
1772 | 3125 | March Point 2 | qf | March Point Phase 2 CCCG | Puget Sound Energy | March Point Cogeneration | 60000 | 60000 |  | #112 | gas | gas |  | 16 | 16 |  | 1980-01-01
1773 | 3126 | Marion Solid Waste 1 |  | Marion Solid Waste | Portland General Electric Comp | PGE/IPP | 15000 | 11700 | -3300 | ###6 | lfg | bio |  | 16 | 16 |  | 1980-01-01
1774 | 3134 | Metro West Point 1-3 |  | Metro West Point 1-3 | Seattle City Light | SCL/IPP-Seattle WA | 1000 | 3900 | 2900 | ###7 | oth | bio |  | 16 | 16 |  | 1980-01-01
1775 | 3137 | Mint Farm | suspended construction |  | Mirant Corp |  | 286000 |  |  | #112 | gas |  |  | 16 |  |  | 2053-12-31
1776 | 3155 | Point Whitehorn 2 |  | Whitehorn GT2 | Puget Sound Energy | Puget Sound Energy | 88879 | 88900 | 21 | #112 | gas | gas |  | 16 | 16 |  | 1980-01-01
1777 | 3156 | Point Whitehorn 3 |  | Whitehorn GT3 | Puget Sound Energy | Puget Sound Energy | 88879 | 88900 | 21 | #112 | gas | gas |  | 16 | 16 |  | 1980-01-01
1778 | 3174 | River Road 1 |  | River Road CC | Clark Public Utilities - WA | Clark Public Utilities | 248000 | 248000 |  | #112 | gas | gas |  | 16 | 16 |  | 1980-01-01
1779 | 3183 | SDS Lumber ST | temporary? |  | SDS Lumber |  | 3500 |  |  | ###7 | oth |  |  | 16 |  |  | 2001-08-01
1780 | 3184 | Short Mountain 1 |  | Short Mountain 1-5 | Emerald Peoples Utility Distri | Emerald PUD | 800 | 4000 | 800 | ###6 | lfg | bio |  | 16 | 16 |  | 1980-01-01 | 2000-10-01 | 7579
1781 | 3185 | Short Mountain 2 | above |  | Emerald Peoples Utility Distri |  | 800 |  |  | ###6 | lfg |  |  | 16 |  |  | 1980-01-01
1782 | 3186 | Short Mountain 3 | above |  | Emerald Peoples Utility Distri |  | 800 |  |  | ###6 | lfg |  |  | 16 |  |  | 1980-01-01
1783 | 3187 | Short Mountain 4 | above |  | Emerald Peoples Utility Distri |  | 800 |  |  | ###6 | lfg |  |  | 16 |  |  | 1980-01-01
1784 | 3189 | Skagit Co Waste 1 | shut down (personal visit) | Skagit Co Waste | Puget Sound Energy | PSE/QF-Mt Vernon WA | 2000 | 0 | -2000 | ###6 | lfg | bio |  | 16 | 16 |  | 1980-01-01
1785 | 3195 | Springfield ICs Phase II |  | Springfield ICs | Springfield Utility Board | Springfield Utility Board | 9500 | 9500 |  | #112 | gas | gas |  | 16 | 16 |  | 2001-11-30 | 2001-07-01 | -152
1786 | 3196 | Steam Plant No 2 1 | shut down? | Steam Plant No 2 AB1 | Tacoma Department of Public Ut | Tacoma Public Utilities | 19000 | 0 | -19000 | ###7 | oth | coal | wscc listing | 16 | 16 |  | 1980-01-01
1787 | 3197 | Steam Plant No 2 2 | shut down? | Steam Plant No 2 AB2 | Tacoma Department of Public Ut | Tacoma Public Utilities | 19000 | 0 | -19000 | ###7 | oth | coal | wscc listing | 16 | 16 |  | 1980-01-01
1788 | 3213 | Sumas Energy 1 | qf | Sumas Energy GTCG | Puget Sound Energy | Sumas Cogeneration | 110000 | 122600 | 12600 | #112 | gas | gas |  | 16 | 16 |  | 1980-01-01
1789 | 3220 | Tenaska 1 | qf | Tenaska Washington GTCG | Puget Sound Energy | Tenaska Washington Part | 245000 | 243300 | -1700 | #112 | gas | gas |  | 16 | 16 |  | 1980-01-01
1790 | 3231 | Wah Chang |  | Wah Chang ICCG | Wah Chang | Wah Chang/Wartsila USA | 14000 | 14000 |  | #112 | gas | gas |  | 16 | 16 |  | 2001-07-01 | 2001-07-01
1791 | 3233 | Weyco Energy CTR 1 |  | Weyco Energy Center | Eugene Water & Electric Board | Eugene Water & Elec Board | 25000 | 0 | -25000 | ###6 | lfg | oth |  | 16 | 16 |  | 1980-01-01
1792 | 3235 | Willamette Industries (Albany) GT Upgrade |  |  | Williamette Industries Inc |  | 51000 |  |  | #112 | gas |  |  | 16 |  |  | 2001-01-01
1793 |  |  |  | Medford Cogen |  | SierraPine |  | 6000 |  |  |  | gas |  |  | 16 |  |  | 2001-08-01
1794 | 3235.1 |  | wscc listing | Tacoma Landfill |  | Tacoma Public Utilities |  | 1800 |  |  |  | bio |  |  | 16
| 1715 | Boston Bar Diesel 1 |  |  | British Columbia Hydro & Power |  | 2000 |  |  | ##84 | ##84 |  |  | 4 |  |  | 1980-01-01
| 1750 | Lytton Diesel 1 |  |  | British Columbia Hydro & Power |  | 3450 |  |  | ##84 | ##84 |  |  | 4 |  |  | 1980-01-01
| 1646 | Valley 1 |  |  | LADWP |  | 95000 |  |  | #122 | #122 |  |  | 3 |  |  | 1980-01-01
| 1647 | Valley 2 |  |  | LADWP |  | 99000 |  |  | #122 | #122 |  |  | 3 |  |  | 1980-01-01
| 1648 | Valley 3 |  |  | LADWP |  | 163000 |  |  | #122 | #122 |  |  | 3 |  |  | 1980-01-01
| 1649 | Valley 4 |  |  | LADWP |  | 160000 |  |  | #122 | #122 |  |  | 3 |  |  | 1980-01-01
| 1655 | Vernon VER1 |  |  | Vernon CA, City of |  | 4200 |  |  | ##84 | ##84 |  |  | 3 |  |  | 1980-01-01
| 1656 | Vernon VER2 |  |  | Vernon CA, City of |  | 4200 |  |  | ##84 | ##84 |  |  | 3 |  |  | 1980-01-01
| 1657 | Vernon VER3 |  |  | Vernon CA, City of |  | 4200 |  |  | ##84 | ##84 |  |  | 3 |  |  | 1980-01-01
| 1658 | Vernon VER4 |  |  | Vernon CA, City of |  | 4200 |  |  | ##84 | ##84 |  |  | 3 |  |  | 1980-01-01
| 1659 | Vernon VER5 |  |  | Vernon CA, City of |  | 4200 |  |  | ##84 | ##84 |  |  | 3 |  |  | 1980-01-01
| 2829 | Rainbow Lake 1 |  |  | ATCO Power |  | 30000 |  |  | #113 | #113 |  |  | 13 |  |  | 1980-01-01
| 2830 | Rainbow Lake 2 |  |  | ATCO Power |  | 43000 |  |  | #113 | #113 |  |  | 13 |  |  | 1980-01-01
| 2831 | Rainbow Lake 3 |  |  | ATCO Power |  | 22000 |  |  | #113 | #113 |  |  | 13 |  |  | 1980-01-01
| 2838 | Rossdale 10 |  |  | Edmonton Power |  | 72000 |  |  | #113 | #113 |  |  | 13 |  |  | 1980-01-01
| 2839 | Rossdale 8 |  |  | Edmonton Power |  | 71000 |  |  | #113 | #113 |  |  | 13 |  |  | 1980-01-01
| 2840 | Rossdale 9 |  |  | Edmonton Power |  | 73000 |  |  | #113 | #113 |  |  | 13 |  |  | 1980-01-01
| 3188 | Simpson (Tacoma) ICs |  |  | Simpson |  | 19700 |  |  | ##84 | ##84 |  |  | 16 |  |  | 2001-01-01
| 657 | McClellan 1 (Original) |  |  | Sacramento Municipal Utility D |  | 50000 |  |  | #115 | #115 |  |  | 2 |  |  | 1980-01-01
| 70 | Coyote Springs 1 |  |  | Portland General Electric Comp |  | 237000 |  |  | #114 | #114 |  |  | 1 |  |  | 1980-01-01
| 257 | Northwest Regional Power (Dallesport) |  |  | Northwest Regional Power |  | 3000 |  |  | ##84 | ##84 |  |  | 1 |  |  | 2001-03-01
| 259 | Northwest Regional Power (Rock Island) |  |  | Northwest Regional Power |  | 32800 |  |  | ##84 | ##84 |  |  | 1 |  |  | 2001-03-01
| 266 | Okanogan Co PUD IC Ph 1 |  |  | Okanogan Co PUD |  | 6600 |  |  | ##84 | ##84 |  |  | 1 |  |  | 2001-03-01
| 3006 | BP (Cherry Point) ICs |  |  | Equilon |  | 26000 |  |  | ##84 | ##84 |  |  | 16 |  |  | 2001-03-01
| 3064 | Equilon ICs |  |  | Equilon |  | 37500 |  |  | ##84 | ##84 |  |  | 16 |  |  | 2001-01-01
| 3089 | Georgia-Pacific (Bellingham) ICs |  |  | Georgia-Pacific |  | 19200 |  |  | ##84 | ##84 |  |  | 16 |  |  | 2001-01-01
| 3221 | Tesoro ICs Phase I |  |  | Tesoro |  | 21600 |  |  | ##84 | ##84 |  |  | 16 |  |  | 2001-04-01
| 3219 | Tacoma Power ICs |  |  | Tacoma Light & Power |  | 52500 |  |  | ##84 | ##84 |  |  | 16 |  |  | 2001-01-01
| 260 | Northwest Regional Power (Roosevelt) |  |  | Northwest Regional Power |  | 16000 |  |  | ##84 | ##84 |  |  | 1 |  |  | 2001-03-01
| 312 | Stone Container |  |  | Stone Container |  | 10500 |  |  | ##84 | ##84 |  |  | 1 |  |  | 2001-03-01
| 1892 | Ash Grove |  |  | Ash Grove |  | 8000 |  |  | ##84 | ##84 |  |  | 6 |  |  | 2001-03-01
| 4 | Bains |  |  | Bains |  | 2500 |  |  | ##84 | ##84 |  |  | 1 |  |  | 2001-05-01
| 87 | Devils Gap |  |  | Avista |  | 20000 |  |  | ##84 | ##84 |  |  | 1 |  |  | 2001-07-01
| 258 | Northwest Regional Power (John Day) |  |  | Northwest Regional Power |  | 32800 |  |  | ##84 | ##84 |  |  | 1 |  |  | 2001-05-01
| 368 | Athol |  |  | Kootenai Electric |  | 1640 |  |  | ##84 | ##84 |  |  | 2 |  |  | 2001-03-01
| 3182 | SDS Lumber ICs |  |  | SDS Lumber ICs |  | 7500 |  |  | ##84 | ##84 |  |  | 16 |  |  | 2001-03-31
| 3194 | Springfield ICs Phase I |  |  | Springfield Utility Board |  | 26700 |  |  | ##84 | ##84 |  |  | 16 |  |  | 2001-04-01
| 3021 | CNC Containers |  |  | CNC |  | 24000 |  |  | ##84 | ##84 |  |  | 16 |  |  | 2000-11-01
| 134 | Gunkel Orchards |  |  | Gunkel Orchards |  | 3200 |  |  | ##84 | ##84 |  |  | 1 |  |  | 2001-05-01
| 1828 | Idaho Power ICs |  |  | Idaho Power Co |  | 37200 |  |  | ##84 | ##84 |  |  | 5 |  |  | 2001-08-01
| 2461 | Saguaro Temporary GT 1-5 |  |  | Arizona Public Service |  | 99000 |  |  | #123 | #123 |  |  | 10 |  |  | 2001-07-01
| 2491 | West Phoenix Temporary GT 1-5 |  |  | Arizona Public Service |  | 99000 |  |  | #123 | #123 |  |  | 10 |  |  | 2001-07-01
| 2854 | Sundance 6 |  |  | TransAlta |  | 380000 |  |  | ##54 | ##54 |  |  | 13 |  |  | 1980-01-01
| 2974 | Air Liquide (Kent) |  |  | Air Liquide |  | 9600 |  |  | ##84 | ##84 |  |  | 16 |  |  | 2001-01-01
| 3160 | Praxair (Tacoma) |  |  | Praxair (Tacoma) |  | 5400 |  |  | ##84 | ##84 |  |  | 16 |  |  | 2001-01-01
| 284 | Ponderay Newsprint |  |  | Ponderay Newsprint |  | 5700 |  |  | ##84 | ##84 |  |  | 1 |  |  | 2001-03-01
| 2980 | Bellingham Cold Storage |  |  | Bellingham Cold Storage |  | 2000 |  |  | ##84 | ##84 |  |  | 16 |  |  | 2001-03-01
| 3017 | City of Anacortes |  |  | City of Anacortes |  | 1800 |  |  | ##84 | ##84 |  |  | 16 |  |  | 2001-03-01
| 37 | Chelan County PUD ICs |  |  | Chelan PUD |  | 41600 |  |  | ##84 | ##84 |  |  | 1 |  |  | 2001-05-01
| 1905 | CONOCO (Billings) ICs |  |  | CONOCO |  | 19000 |  |  | ##84 | ##84 |  |  | 6 |  |  | 2001-07-01
| 1921 | Exxon (Billings) GTs |  |  | Exxon |  | 30000 |  |  | #119 | #119 |  |  | 6 |  |  | 2001-07-01
| 1955 | Rail Energy of MT (Butte) |  |  | Rail Energy of MT |  | 9500 |  |  | ##84 | ##84 |  |  | 6 |  |  | 2001-07-01
| 256 | Northeast Washington Mobile Power |  |  | Northeast Washington Mobile Power |  | 1400 |  |  | ##84 | ##84 |  |  | 1 |  |  | 2001-04-24
| 3031 | Cowlitz Co PUD GTs |  |  | Cowlitz Co PUD |  | 13500 |  |  | #112 | #112 |  |  | 16 |  |  | 2001-09-01
| 3032 | Cowlitz Co PUD ICs |  |  | Cowlitz Co PUD |  | 22000 |  |  | #112 | #112 |  |  | 16 |  |  | 2001-09-01
| 2067 | Arapahoe 5 (SC Phase) |  |  | Black Hills Corporation |  | 37000 |  |  | #116 | #116 |  |  | 8 |  |  | 2000-06-01
| 2068 | Arapahoe 6 (SC Phase) |  |  | Black Hills Corporation |  | 37000 |  |  | #116 | #116 |  |  | 8 |  |  | 2000-06-01
| 347 | Titan |  |  | Titan |  | 15000 |  |  | ##84 | ##84 |  |  | 1 |  |  | 2001-07-01
| 133 | Grant County PUD ICs |  |  | Grant PUD |  | 32000 |  |  | ##84 | ##84 |  |  | 1 |  |  | 2001-07-01
| 3018 | Clark Public Utilities ICs |  |  | Clark Public Utilities |  | 50000 |  |  | #112 | #112 |  |  | 16 |  |  | 2001-07-01
| 3222 | Tesoro ICs Phase II |  |  | Tesoro |  | 24000 |  |  | #112 | #112 |  |  | 16 |  |  | 2001-07-01
| 242 | Moses Lake Generation |  |  | Moses Lake Generation |  | 38000 |  |  | #114 | #114 |  |  | 1 |  |  | 2001-08-01
| 172 | Kettle Falls ICs |  |  | Avista |  | 10000 |  |  | #114 | #114 |  |  | 1 |  |  | 2001-10-01
| 1176 | Elk Hills SC |  |  | Sempra/Oxidental Petroleum |  | 350000 |  |  | #122 | #122 |  |  | 3 |  |  | 1980-01-01
| 3154 | Pierce Power |  |  | TransAlta |  | 154000 |  |  | #112 | #112 |  |  | 16 |  |  | 2001-09-01
| 175 | Klamath Expansion (GTs) |  |  | Pacific Klamath Energy |  | 100000 |  |  | #114 | #114 |  |  | 1 |  |  | 2002-06-01
| 1898 | Cenex (Laural) ICs |  |  | Cenex |  | 20000 |  |  | ##84 | ##84 |  |  | 6 |  |  | 2001-07-01
| 1938 | Montana Refining Company |  |  | Montana Refining Company |  | 8000 |  |  | ##84 | ##84 |  |  | 6 |  |  | 2001-07-01
| 1908 | Decker Coal |  |  | Decker Coal |  | 6400 |  |  | ##84 | ##84 |  |  | 6 |  |  | 2001-07-01
| 1605 | Sunrise Power SC Phase |  |  | Edison International |  | 315000 |  |  | #122 | #122 |  |  | 3 |  |  | 2001-08-01

## bpa compare
Number | Name | Name |  | Utility | Capacity | Capacity |  | Fuel | Fuel |  | Area | Area |  | Resource Begin Date | Resource Begin Date
2150 | Condon Wind Project | Condon Wind | 18 | SeaWest WindPower | 24600 | 49800 | 221300 | 2 | 2 | 0 | 1 | 1 | 0 | 2000-10-01 | 2002-06-15
2190 | Vansycle Ridge | Vansycle | 81 | FPL Energy | 24900 | 24600 |  | 2 | 2 | 0 | 1 | 1 | 0 | 1998-12-01 | 1999-12-31
2826 | Stateline Phase 1 | Stateline Wind | 73 | FPL Energy | 175000 | 300000 |  | 2 | 2 | 0 | 1 | 1 | 0 | 2001-12-01 | 2002-12-30
2820.2 |  | Nine Canyon | 53 | OTH |  | 48100 |  |  | 2 |  | 1 | 1 | 0 |  | 2002-09-25
2816.1 |  | Klondike Wind | 47 | OTH |  | 23300 |  |  | 2 |  | 1 | 1 | 0 |  | 2002-03-01
960 | QF Wind 33 |  |  | Pacific Gas & Electric Company | 0 |  | 199390 | 2 |  |  | 2 |  |  | 1980-01-01
1404 | Solano Wind 1 |  |  | Sacramento Municipal Utility D | 5000 |  |  | 2 |  |  | 2 |  |  | 1980-01-01
2203 | ALTAMONT MIDWAY LTD |  |  |  | 12500 |  |  | 2 |  |  | 2 |  |  | 1980-01-01
2364 | GREEN RODGE PWR 10MW |  |  |  | 10000 |  |  | 2 |  |  | 2 |  |  | 1980-01-01
2365 | GREEN RODGE PWR 10MW-A |  |  |  | 43100 |  |  | 2 |  |  | 2 |  |  | 1980-01-01
2366 | GREEN RODGE PWR 10MW-B |  |  |  | 30000 |  |  | 2 |  |  | 2 |  |  | 1980-01-01
2367 | GREEN RODGE PWR 10MW-C |  |  |  | 11900 |  |  | 2 |  |  | 2 |  |  | 1980-01-01
2368 | GREEN RODGE PWR 10MW-D |  |  |  | 15000 |  |  | 2 |  |  | 2 |  |  | 1980-01-01
2369 | GREEN RODGE PWR 110MW |  |  |  | 110000 |  |  | 2 |  |  | 2 |  |  | 1980-01-01
2370 | GREEN RODGE PWR 238 MW |  |  |  | 23800 |  |  | 2 |  |  | 2 |  |  | 1980-01-01
2371 | GREEN RODGE PWR 30 MW |  |  | US WINDPOWER, INC. | 30000 |  |  | 2 |  |  | 2 |  |  | 1980-01-01
2372 | GREEN RODGE PWR 59 MW |  |  |  | 5900 |  |  | 2 |  |  | 2 |  |  | 1980-01-01
2373 | GREEN RODGE PWR 70 MW |  |  | WINDPOWER PARTNERS 1989, L.P | 72000 |  |  | 2 |  |  | 2 |  |  | 1980-01-01
2374 | GREEN RODGE PWR 70 MW-A |  |  |  | 20000 |  |  | 2 |  |  | 2 |  |  | 1980-01-01
2375 | GREEN RODGE PWR 70 MW-B |  |  |  | 18500 |  |  | 2 |  |  | 2 |  |  | 1980-01-01
2376 | GREEN RODGE PWR 70 MW-C |  |  |  | 30000 |  |  | 2 |  |  | 2 |  |  | 1980-01-01
2377 | GREEN RODGE PWR 70 MW-D |  |  |  | 1500 |  |  | 2 |  |  | 2 |  |  | 1980-01-01
2408 | INTERNATIONAL TURB RES I |  |  |  | 16000 |  |  | 2 |  |  | 2 |  |  | 1980-01-01
2494 | NORTHWIND NRG |  |  |  | 15500 |  |  | 2 |  |  | 2 |  |  | 1980-01-01
2542 | PATTERSON PASS WIND LLC |  |  | FORAS ENERGY | 22000 |  |  | 2 |  |  | 2 |  |  | 1980-01-01
2686 | TRES VAQUEROS WINDFARM |  |  |  | 28000 |  |  | 2 |  |  | 2 |  |  | 1980-01-01
2730 | WINDDRIVEN INC |  |  |  | 37550 |  |  | 2 |  |  | 2 |  |  | 1980-01-01
2758 | ZOND WINDSYST SERI |  |  | PG&E | 20000 |  |  | 2 |  |  | 2 |  |  | 1980-01-01
2758.1 |  | Windparks - Altamont Pass |  |  |  | 694840 |  |  |  |  | 2 | 2 | Windparks - Altamont Pass
2758.2 |  | Windparks - Pacheco Pass |  |  |  | 16000 |  |  |  |  | 2 | 2 | Windparks - Pacheco Pass
2758.3 |  | Windparks - Solano County |  |  |  | 66800 |  |  |  |  | 2 | 2 | Windparks - Solano County
1691 | Nonutility Wind NA |  |  | Southern California Edison Com | 0 |  | 297098 | 2 |  |  | 3 |  |  | 1980-01-01
2202 | ALTA MESA PWR PURCH |  |  | MARK TECHNOLOGIES CO | 24570 |  |  | 2 |  |  | 3 |  |  | 1980-01-01
2204 | ALTECH III |  |  | ALTECH ENERGY INC. | 32874 |  |  | 2 |  |  | 3 |  |  | 1980-01-01
2221 | BANK OF NY TRUST 2 |  |  | WIND POWER PARTNERS 1991, L.P. | 9350 |  |  | 2 |  |  | 3 |  |  | 1980-01-01
2249 | CALWIND RES WIND RESO |  |  | CALWIND RESOURCES INC. | 8710 |  |  | 2 |  |  | 3 |  |  | 1980-01-01
2250 | CALWIND RES WIND RESO |  |  | ARBUTUS CORPORATION | 14885 |  |  | 2 |  |  | 3 |  |  | 1980-01-01
2252 | CAMERON RIDGE III |  |  | FPL ENERGY, INC. | 33600 |  |  | 2 |  |  | 3 |  |  | 1980-01-01
2253 | CAMERON RIDGE IV |  |  | FPL ENERGY, INC. | 11900 |  |  | 2 |  |  | 3 |  |  | 1980-01-01
2255 | CANNON NRG CORP 6024 |  |  |  | 45374 |  |  | 2 |  |  | 3 |  |  | 1980-01-01
2256 | CANNON NRG CORP 6092 |  |  | CORAM | 25512 |  |  | 2 |  |  | 3 |  |  | 1980-01-01
2286 | CORAM ENERGY GRP LTD |  |  | CORAM | 1880 |  |  | 2 |  |  | 3 |  |  | 1980-01-01
2298 | CTV PWR PURCHASE TRUST |  |  | CTV MANAGEMENT GROUP | 13775 |  |  | 2 |  |  | 3 |  |  | 1980-01-01
2307 | DESERT WIND I |  |  | DIFWIND V | 48000 |  |  | 2 |  |  | 3 |  |  | 1980-01-01
2308 | DESERT WIND II |  |  | SEAWEST INDUSTRIES, INC. | 75000 |  |  | 2 |  |  | 3 |  |  | 1980-01-01
2309 | DESERT WIND III |  |  | SEAWEST INDUSTRIES | 37000 |  |  | 2 |  |  | 3 |  |  | 1980-01-01
2311 | DIFWIND FARMS L |  |  | ENERGY CONVERSION TE | 14154 |  |  | 2 |  |  | 3 |  |  | 1980-01-01
2312 | DIFWIND FARMS LTD V |  |  | DIFWIND PARTNERS | 7884 |  |  | 2 |  |  | 3 |  |  | 1980-01-01
2318 | EAST WINDS |  |  | SEAWEST ENERGY GROUP | 4165 |  |  | 2 |  |  | 3 |  |  | 1980-01-01
2320 | EDOM HILL WIND PK SO CA S |  |  | SO.CALIF.SUNBELT DEV | 10465 |  |  | 2 |  |  | 3 |  |  | 1980-01-01
2328 | ENERGY CONVERSION TECH |  |  | ENERGY DEVELOPMENT C | 4400 |  |  | 2 |  |  | 3 |  |  | 1980-01-01
2333 | EUI MANAGEMENT PH |  |  | FPL ENERGY, INC | 25535 |  |  | 2 |  |  | 3 |  |  | 1980-01-01
2347 | GAEL ENERGY LP |  |  | GREAT AMERICAN INDUSTRIES, INC | 8000 |  |  | 2 |  |  | 3 |  |  | 1980-01-01
2415 | KAREN AVENUE WIND |  |  | EUI MANAGEMENT P. H. | 3000 |  |  | 2 |  |  | 3 |  |  | 1980-01-01
2458 | MESA ZOND-PANAERO |  |  | MOGUL WIND | 29900 |  |  | 2 |  |  | 3 |  |  | 1980-01-01
2477 | MOGUL WIND |  |  | OAK CREEK ENERGY SYS | 4000 |  |  | 2 |  |  | 3 |  |  | 1980-01-01
2503 | OAK CREEK NRG SYST |  |  | ENRON WIND CORP. | 24000 |  |  | 2 |  |  | 3 |  |  | 1980-01-01
2534 | PAINTED HILLS WIND DEV |  |  | PHOENIX ENERGY LTD. | 19265 |  |  | 2 |  |  | 3 |  |  | 1980-01-01
2548 | PHOENIX ENERGY LTD |  |  | RENEWABLE ENERGY VEN | 13510 |  |  | 2 |  |  | 3 |  |  | 1980-01-01
2592 | SAN JACINTO POWER CO |  |  | ROBERT SMITH | 4435 |  |  | 2 |  |  | 3 |  |  | 1980-01-01
2612 | SECTITON 28 SANDBERG III |  |  | SAN GORGONIO FARMS, | 20756 |  |  | 2 |  |  | 3 |  |  | 1980-01-01
2632 | SKY RIVER WILDERNESS I |  |  | SKY RIVER PARTNERSHIP | 36725 |  |  | 2 |  |  | 3 |  |  | 1980-01-01
2633 | SKY RIVER WILDERNESS II |  |  | SKY RIVER PARTNERSHIP | 19800 |  |  | 2 |  |  | 3 |  |  | 1980-01-01
2634 | SKY RIVER WILDERNESS III |  |  | SMITH WIND ENERGY CORP. | 20925 |  |  | 2 |  |  | 3 |  |  | 1980-01-01
2643 | SO CALIF SUNBELT MOJAVE |  |  | SO CALIF SUNBELT | 200 |  |  | 2 |  |  | 3 |  |  | 1980-01-01
2673 | TEHACHAPI PWR |  |  | TEHACHAPI PWR PUR CONTR TRUST | 56000 |  |  | 2 |  |  | 3 |  |  | 1980-01-01
2707 | VICTORY GARDEN IV A |  |  | ENRON WIND CORP. | 6975 |  |  | 2 |  |  | 3 |  |  | 1980-01-01
2708 | VICTORY GARDEN IV B |  |  | ENRON WIND CORP. | 6975 |  |  | 2 |  |  | 3 |  |  | 1980-01-01
2709 | VICTORY GARDEN IV C |  |  | ENRON WIND CORP. | 6900 |  |  | 2 |  |  | 3 |  |  | 1980-01-01
2718 | WESTWIND TRUST |  |  | WESTWIND ASSOCIATION | 16207 |  |  | 2 |  |  | 3 |  |  | 1980-01-01
2726 | WHITEWATER HILL 28 |  |  |  | 28000 |  |  | 2 |  |  | 3 |  |  | 1980-01-01
2727 | WHITEWATER HILL 3 |  |  | SECTION 28 TRUST | 3000 |  |  | 2 |  |  | 3 |  |  | 1980-01-01
2729 | WIND FARM MGMT |  |  | WIND SOURCE INC | 5000 |  |  | 2 |  |  | 3 |  |  | 1980-01-01
2731 | WINDLAND A |  |  | WINDLAND INC. | 6547 |  |  | 2 |  |  | 3 |  |  | 1980-01-01
2732 | WINDLAND B |  |  | WINDLAND INC. | 7735 |  |  | 2 |  |  | 3 |  |  | 1980-01-01
2733 | WINDPOWER 1993 LP BU |  |  | FRED NOBLE | 13500 |  |  | 2 |  |  | 3 |  |  | 1980-01-01
2734 | WINDPOWER 1993 LP RIV |  |  | SIGMUND J. LICHTER | 6200 |  |  | 2 |  |  | 3 |  |  | 1980-01-01
2735 | WINDPOWER 1993 LP TR |  |  | WINTEC, LTD. | 18237 |  |  | 2 |  |  | 3 |  |  | 1980-01-01
2736 | WINDPOWER 1993 LP WH |  |  | SAN GORGONIO FARM IN | 5007 |  |  | 2 |  |  | 3 |  |  | 1980-01-01
2737 | WINDRIDGE INC |  |  | WINDRIDGE INC. | 2340 |  |  | 2 |  |  | 3 |  |  | 1980-01-01
2738 | WINDSONG ENERGY |  |  | JOHN W. HORTON | 2400 |  |  | 2 |  |  | 3 |  |  | 1980-01-01
2739 | WINDUSTRIES |  |  | WINDUSTRIES INC. | 9800 |  |  | 2 |  |  | 3 |  |  | 1980-01-01
2747 | ZEPHYR PARK I |  |  | ZEPHYR PARK | 4200 |  |  | 2 |  |  | 3 |  |  | 1980-01-01
2748 | ZOND CABAZON DEV CORP |  |  | VMSO IV CORPORATION | 40000 |  |  | 2 |  |  | 3 |  |  | 1980-01-01
2749 | ZOND SYST MONOLITH X |  |  | ENRON WIND CORP. | 5040 |  |  | 2 |  |  | 3 |  |  | 1980-01-01
2750 | ZOND SYST MONOLITH XI |  |  | ENRON WIND CORP. | 4990 |  |  | 2 |  |  | 3 |  |  | 1980-01-01
2751 | ZOND SYST MONOLITH XII |  |  | ENRON WIND CORP. | 6720 |  |  | 2 |  |  | 3 |  |  | 1980-01-01
2752 | ZOND SYST MONOLITH XIII |  |  | ENRON WIND CORP. | 5670 |  |  | 2 |  |  | 3 |  |  | 1980-01-01
2753 | ZOND SYST NORTHWIND |  |  | ENRON WIND CORP. | 6315 |  |  | 2 |  |  | 3 |  |  | 1980-01-01
2754 | ZOND SYST VICTORY GARD B |  |  | ENRON WIND CORP. | 6925 |  |  | 2 |  |  | 3 |  |  | 1980-01-01
2755 | ZOND SYST VICTORY GARD C |  |  | ENRON WIND CORP. | 6015 |  |  | 2 |  |  | 3 |  |  | 1980-01-01
2756 | ZOND SYST VICTORY GARD D |  |  | ENRON WIND CORP. | 6770 |  |  | 2 |  |  | 3 |  |  | 1980-01-01
2757 | ZOND SYST VICTORY GARDEN I |  |  | ENRON WIND CORP. | 6240 |  |  | 2 |  |  | 3 |  |  | 1980-01-01
2759 | ZOND WINDSYST85-A-M |  |  | ENRON WIND CORP. | 17000 |  |  | 2 |  |  | 3 |  |  | 1980-01-01
2760 | ZOND WINDSYST85-B-M |  |  | ENRON WIND CORP. | 22500 |  |  | 2 |  |  | 3 |  |  | 1980-01-01
2819 | Mountain View Power Partners (wind) | Mountain View Wind 1 |  | Seawest, Inc | 50000 |  |  | 2 |  |  | 3 |  |  | 2001-04-01
2819.1 | Mountain View Power Partners (wind) | Mountain View Wind 2 |  | PG&E-NEG | [6 empty] | 3
2760.1 |  | Windparks - Tehachapi Pass |  |  |  | 749098 |  |  |  |  | 3 | 3 | Windparks - Tehachapi Pass
2760.2 |  | Windparks - Los Angeles |  |  |  | 500 |  |  |  |  | 3 | 3 | Windparks - Los Angeles
2760.3 |  | Windparks - San Gorgonio |  |  |  | 590257 |  |  |  |  | 3 | 3 | Windparks - San Gorgonio
2158 | Foote Creek Rim | Foote Creek | 933 | PacifiCorp/EWEB | 41400 | 64400 | 76600 | 2 | 2 | 0 | 7 | 7 | 0 | 1999-04-01 | 1999-12-31
2159 | Foote Creek Rim BPA Expansion | included | 934 | SeaWest | 1800 |  |  | 2 | 2 | 0 | 7 | 7 | 0 | 1999-06-30 | 1999-12-31
2160 | Foote Creek Rim PSC Expansion | Foote Creek phase 4 | 935 | SeaWest | 24800 | 16300 |  | 2 | 2 | 0 | 7 | 7 | 0 | 1999-06-30 | 2000-10-01
1068.1 |  | Rock River | 956 | OTH |  | 48500 |  |  | 2 |  | 7 | 7 | 0 |  | 2001-11-14
2826.3 |  | Simpson Ridge | 957 | OTH |  | 9700 |  |  | 2 |  | 7 | 7 | 0 |  | 2000-12-01
1136.9 |  | Medicine Bow | 949 | OTH |  | 5700 |  |  | 2 |  | 7 | 7 | 0 |  | 2000-07-01
2820.7 |  | Peetz Table | 1044 | OTH |  | 25200 | 46200 |  | 2 |  | 8 | 8 | 0 |  | 2001-10-16
1242.1 |  | Ponnequin | 1046 | OTH |  | 21000 |  |  | 2 |  | 8 | 8 | 0 |  | 1999-12-31
2152 | Cowley Ridge Wind Plant (Nonutility Wind 6) |  |  | Canadian Hydro | 18900 |  | 8185 | 2 |  |  | 13 |  |  | 1980-01-01
2800 | Cowley Ridge Expansion | Cowley North |  | Candaian Hydro Developers | 25000 |  |  | 2 |  |  | 13 |  |  | 2001-10-01
2151 | Cowley Ridge Wind addition (Nonutility Wind 6) | Cowley Ridge 3 |  | Canadian Hydro | 2375 |  |  | 2 |  |  | 13 |  |  | 2000-09-01
2177 | Pincher Creek Wind | Castle River East 2 |  | Vision Quest (private wind dev | 15200 |  |  | 2 |  |  | 13 |  |  | 2000-10-01
2822 | Pincher Creek (B) |  |  | Vision Quest | 26000 |  |  | 2 |  |  | 13 |  |  | 2001-12-01
|  | Windplants - Alberta |  |  |  | 95660 |  |  |  |  | 13 | 13 | Windplants - Alberta
1 | Battle R 3 | Battle R ST3 | 1404 | Alberta Power Limited | 157000 | 157000 | 0 | 32 | 32 | 0 | 13 | 13 | 0 | 1980-01-01 | 1999-12-31
2 | Battle R 4 | Battle R ST4 | 1405 | Alberta Power Limited | 157000 | 157000 | 0 | 32 | 32 | 0 | 13 | 13 | 0 | 1980-01-01 | 1999-12-31
3 | Battle R 5 | Battle R ST5 | 1406 | Alberta Power Limited | 390000 | 390000 | 0 | 32 | 32 | 0 | 13 | 13 | 0 | 1980-01-01 | 1999-12-31
4 | Milner 1 | Milner ST | 1456 | Alberta Power Limited | 152000 | 152000 | 0 | 32 | 32 | 0 | 13 | 13 | 0 | 1980-01-01 | 1999-12-31
5 | Rainbow 1 APL | Rainbow GT1 | 1465 | Alberta Power Limited | 30000 | 30000 | 0 | 102 | 102 | 0 | 13 | 13 | 0 | 1980-01-01 | 1999-12-31
6 | Rainbow 2 APL | Rainbow GT2 | 1466 | Alberta Power Limited | 43000 | 43000 | 0 | 102 | 102 | 0 | 13 | 13 | 0 | 1980-01-01 | 1999-12-31
7 | Rainbow 3 APL | Rainbow GT3 | 1467 | Alberta Power Limited | 22000 | 22000 | 0 | 102 | 102 | 0 | 13 | 13 | 0 | 1980-01-01 | 1999-12-31
8 | Sheerness 1 | Sheerness ST1 | 1480 | Alberta Power Limited | 389000 | 389000 | 0 | 32 | 32 | 0 | 13 | 13 | 0 | 1980-01-01 | 1999-12-31
9 | Sheerness 2 | Sheerness ST2 | 1481 | Alberta Power Limited | 383000 | 383000 | 0 | 32 | 32 | 0 | 13 | 13 | 0 | 1980-01-01 | 1999-12-31
10 | Anaheim GT 1 | Anaheim GT | 366 | Anaheim CA, City of | 48000 | 47000 | -1000 | 111 | 111 | 0 | 3 | 3 | 0 | 1980-01-01 | 1999-12-31
11 | Apache Station CC -- GT1+ST1 | Apache Station CC | 1134 | Arizona Electric Power Coopera | 81000 | 81000 | 0 | 74 | 74 | 0 | 10 | 10 | 0 | 1980-01-01 | 1999-12-31
12 | Apache Station GT2 | Apache Station GT2 | 1135 | Arizona Electric Power Coopera | 20000 | 20000 | 0 | 82 | 82 | 0 | 10 | 10 | 0 | 1980-01-01 | 1999-12-31
13 | Apache Station GT3 | Apache Station GT3 | 1136 | Arizona Electric Power Coopera | 69000 | 69000 | 0 | 82 | 82 | 0 | 10 | 10 | 0 | 1980-01-01 | 1999-12-31
19 | Cholla 1 | Cholla ST1 | 1143 | Arizona Public Service Company | 110000 | 110000 | 0 | 31 | 31 | 0 | 10 | 10 | 0 | 1980-01-01 | 1999-12-31
20 | Cholla 2 | Cholla ST2 | 1144 | Arizona Public Service Company | 245000 | 245000 | 0 | 31 | 31 | 0 | 10 | 10 | 0 | 1980-01-01 | 1999-12-31
21 | Cholla 3 | Cholla ST3 | 1145 | Arizona Public Service Company | 260000 | 260000 | 0 | 31 | 31 | 0 | 10 | 10 | 0 | 1980-01-01 | 1999-12-31
22 | Cholla 4 | Cholla ST4 | 1146 | Arizona Public Service Company | 380000 | 380000 | 0 | 31 | 31 | 0 | 10 | 10 | 0 | 1980-01-01 | 1999-12-31
23 | Douglas 1 | Douglas GT | 1161 | Arizona Public Service Company | 17000 | 17000 | 0 | 42 | 42 | 0 | 10 | 10 | 0 | 1980-01-01 | 1999-12-31
24 | Four Corners 1 | Four Corners ST1 | 1090 | Arizona Public Service Company | 170000 | 170000 | 0 | 34 | 34 | 0 | 9 | 9 | 0 | 1980-01-01 | 1999-12-31
25 | Four Corners 2 | Four Corners ST2 | 1091 | Arizona Public Service Company | 170000 | 170000 | 0 | 34 | 34 | 0 | 9 | 9 | 0 | 1980-01-01 | 1999-12-31
26 | Four Corners 3 | Four Corners ST3 | 1092 | Arizona Public Service Company | 220000 | 220000 | 0 | 34 | 34 | 0 | 9 | 9 | 0 | 1980-01-01 | 1999-12-31
27 | Four Corners 4 | Four Corners ST4 | 1093 | Arizona Public Service Company | 740000 | 740000 | 0 | 34 | 34 | 0 | 9 | 9 | 0 | 1980-01-01 | 1999-12-31
28 | Four Corners 5 | Four Corners ST5 | 1094 | Arizona Public Service Company | 740000 | 740000 | 0 | 34 | 34 | 0 | 9 | 9 | 0 | 1980-01-01 | 1999-12-31
32 | Ocotillo GT1 | Ocotillo GT1 | 1199 | Arizona Public Service Company | 67000 | 67000 | 0 | 82 | 82 | 0 | 10 | 10 | 0 | 1980-01-01 | 1999-12-31
34 | Palo Verde 1 | Palo Verde 1 | 1201 | Arizona Public Service Company | 1272000 | 1270000 | -2000 | 5 | 5 | 0 | 10 | 10 | 0 | 1980-01-01 | 1999-12-31
35 | Palo Verde 2 | Palo Verde 2 | 1202 | Arizona Public Service Company | 1272000 | 1270000 | 57000 | 5 | 5 | 0 | 10 | 10 | 0 | 1980-01-01 | 1999-12-31
36 | Palo Verde 3 | Palo Verde 3 | 1204 | Arizona Public Service Company | 1276000 | 1274000 | -2000 | 5 | 5 | 0 | 10 | 10 | 0 | 1980-01-01 | 1999-12-31
39 | Saguaro GT1 | Saguaro GT1 | 1214 | Arizona Public Service Company | 64000 | 64000 | 0 | 82 | 82 | 0 | 10 | 10 | 0 | 1980-01-01 | 1999-12-31
40 | Saguaro GT2 | Saguaro GT2 | 1215 | Arizona Public Service Company | 64000 | 64000 | 0 | 82 | 82 | 0 | 10 | 10 | 0 | 1980-01-01 | 1999-12-31
41 | Solar 1 APSC | Santan Solar | 1221 | Arizona Public Service Company | 200 | 200 | 0 | 3 | 3 | 0 | 10 | 10 | 0 | 1980-01-01 | 1999-12-31
42 | West Phoenix 1B | West Phoenix CC1 | 1243 | Arizona Public Service Company | 97000 | 97000 | 0 | 74 | 74 | 0 | 10 | 10 | 0 | 1980-01-01 | 1999-12-31
43 | West Phoenix 2B | West Phoenix CC2 | 1244 | Arizona Public Service Company | 97000 | 97000 | 0 | 74 | 74 | 0 | 10 | 10 | 0 | 1980-01-01 | 1999-12-31
44 | West Phoenix 3B | West Phoenix CC3 | 1245 | Arizona Public Service Company | 97000 | 97000 | 0 | 74 | 74 | 0 | 10 | 10 | 0 | 1980-01-01 | 1999-12-31
47 | Yucca GT1 | Yucca GT1 | 1252 | Arizona Public Service Company | 22000 | 22000 | 0 | 82 | 82 | 0 | 10 | 10 | 0 | 1980-01-01 | 1999-12-31
48 | Yucca GT2 | Yucca GT2 | 1253 | Arizona Public Service Company | 22000 | 22000 | 0 | 82 | 82 | 0 | 10 | 10 | 0 | 1980-01-01 | 1999-12-31
49 | Yucca GT3 | Yucca GT3 | 1254 | Arizona Public Service Company | 67000 | 62000 | -5000 | 82 | 82 | 0 | 10 | 10 | 0 | 1980-01-01 | 1999-12-31
51 | Yucca ST1 | Yuma Axis ST1 | 1256 | Arizona Public Service Company | 75000 | 75000 | 0 | 82 | 82 | 0 | 10 | 10 | 0 | 1980-01-01 | 1999-12-31
54 | Laramie R Station 1 | Laramie River ST1 | 946 | Basin Electric Power Cooperati | 550000 | 566800 | 16800 | 39 | 39 | 0 | 7 | 7 | 0 | 1980-01-01 | 1999-12-31
55 | Laramie R Station 2 | Laramie River ST2 | 947 | Basin Electric Power Cooperati | 550000 | 550000 | 0 | 39 | 39 | 0 | 7 | 7 | 0 | 1980-01-01 | 1999-12-31
56 | Laramie R Station 3 | Laramie River ST3 | 948 | Basin Electric Power Cooperati | 550000 | 550000 | 0 | 39 | 39 | 0 | 7 | 7 | 0 | 1980-01-01 | 1999-12-31
60 | Ben French 2 | Ben French IC2 | 919 | Black Hills Power & Light Comp | 2000 | 2000 | 0 | 42 | 42 | 0 | 8 | 7 | 1 | 1980-01-01 | 1999-12-31
61 | Ben French 3 | Ben French IC3 | 920 | Black Hills Power & Light Comp | 2000 | 2000 | 0 | 42 | 42 | 0 | 8 | 7 | 1 | 1980-01-01 | 1999-12-31
62 | Ben French 4 | Ben French IC4 | 921 | Black Hills Power & Light Comp | 2000 | 2000 | 0 | 42 | 42 | 0 | 8 | 7 | 1 | 1980-01-01 | 1999-12-31
63 | Ben French 5 | Ben French IC5 | 922 | Black Hills Power & Light Comp | 2000 | 2000 | 0 | 42 | 42 | 0 | 8 | 7 | 1 | 1980-01-01 | 1999-12-31
64 | Ben French GT1 | Ben French GT1 | 923 | Black Hills Power & Light Comp | 25000 | 25000 | 0 | 42 | 42 | 0 | 8 | 7 | 1 | 1980-01-01 | 1999-12-31
65 | Ben French GT2 | Ben French GT2 | 924 | Black Hills Power & Light Comp | 25000 | 25000 | 0 | 42 | 42 | 0 | 8 | 7 | 1 | 1980-01-01 | 1999-12-31
66 | Ben French GT3 | Ben French GT3 | 925 | Black Hills Power & Light Comp | 25000 | 25000 | 0 | 42 | 42 | 0 | 8 | 7 | 1 | 1980-01-01 | 1999-12-31
67 | Ben French GT4 | Ben French GT4 | 926 | Black Hills Power & Light Comp | 25000 | 25000 | 0 | 42 | 42 | 0 | 8 | 7 | 1 | 1980-01-01 | 1999-12-31
68 | Ben French IC1 | Ben French IC1 | 927 | Black Hills Power & Light Comp | 2000 | 2000 | 0 | 42 | 42 | 0 | 8 | 7 | 1 | 1980-01-01 | 1999-12-31
69 | Ben French ST1 | Ben French ST1 | 928 | Black Hills Power & Light Comp | 21600 | 21600 | 0 | 39 | 39 | 0 | 8 | 7 | 1 | 1980-01-01 | 1999-12-31
70 | Neil Simpson 1 | Neil Simpson ST | 950 | Black Hills Power & Light Comp | 18600 | 18600 | 0 | 39 | 39 | 0 | 7 | 7 | 0 | 1980-01-01 | 1999-12-31
72 | Neil Simpson II 2 | Neil Simpson II ST | 951 | Black Hills Power & Light Comp | 80000 | 80000 | 0 | 39 | 39 | 0 | 7 | 7 | 0 | 1980-01-01 | 1999-12-31
73 | Osage 1 | Osage ST1 | 953 | Black Hills Power & Light Comp | 10150 | 10150 | 0 | 39 | 39 | 0 | 7 | 7 | 0 | 1980-01-01 | 1999-12-31
74 | Osage 2 | Osage ST2 | 954 | Black Hills Power & Light Comp | 10150 | 10150 | 0 | 39 | 39 | 0 | 7 | 7 | 0 | 1980-01-01 | 1999-12-31
75 | Osage 3 | Osage ST3 | 955 | Black Hills Power & Light Comp | 10150 | 10150 | 0 | 39 | 39 | 0 | 7 | 7 | 0 | 1980-01-01 | 1999-12-31
81 | Cogen Company 1 | Prairie Wood Products | 17 | Bonneville Power Administratio | 8000 | 7500 | -500 | 7 | 7 | 0 | 1 | 1 | 0 | 1980-01-01 | 1999-12-31
84 | Bountiful City 1 | Bountiful City IC2 | 1269 | Bountiful UT, City of | 400 | 1250 | 850 | 104 | 104 | 0 | 11 | 11 | 0 | 1980-01-01 | 1999-12-31
85 | Bountiful City 2 | Bountiful City IC3 | 1270 | Bountiful UT, City of | 1250 | 1250 | 0 | 104 | 104 | 0 | 11 | 11 | 0 | 1980-01-01 | 1999-12-31
86 | Bountiful City 3 | Bountiful City IC4 | 1271 | Bountiful UT, City of | 1250 | 1000 | -250 | 104 | 104 | 0 | 11 | 11 | 0 | 1980-01-01 | 1999-12-31
87 | Bountiful City 4 | Bountiful City IC5 | 1272 | Bountiful UT, City of | 1000 | 1000 | 0 | 104 | 104 | 0 | 11 | 11 | 0 | 1980-01-01 | 1999-12-31
88 | Bountiful City 5 | Bountiful City IC6 | 1273 | Bountiful UT, City of | 1000 | 2500 | 1500 | 104 | 104 | 0 | 11 | 11 | 0 | 1980-01-01 | 1999-12-31
89 | Bountiful City 6 | Bountiful City IC7 | 1274 | Bountiful UT, City of | 2500 | 0 | -2500 | 104 | 104 | 0 | 11 | 11 | 0 | 1980-01-01 | 1999-12-31
90 | Bountiful City 8 | Bountiful City IC8 | 1275 | Bountiful UT, City of | 7000 | 7000 | 0 | 104 | 104 | 0 | 11 | 11 | 0 | 1980-01-01 | 1999-12-31
107 | Burrard Thermal 4 | Burrard Thermal ST4 | 879 | British Columbia Hydro & Power | 157000 | 152000 | -5000 | 102 | 102 | 0 | 4 | 4 | 0 | 1980-01-01 | 1999-12-31
108 | Burrard Thermal 5 | Burrard Thermal ST5 | 880 | British Columbia Hydro & Power | 157000 | 152000 | -5000 | 102 | 102 | 0 | 4 | 4 | 0 | 1980-01-01 | 1999-12-31
109 | Burrard Thermal 6 | Burrard Thermal ST6 | 881 | British Columbia Hydro & Power | 163000 | 152000 | -11000 | 102 | 102 | 0 | 4 | 4 | 0 | 1980-01-01 | 1999-12-31
129 | Rupert GT 1-2 | Rupert GT1 | 888 | British Columbia Hydro & Power | 46000 | 23000 | 0 | 102 | 102 | 0 | 4 | 4 | 0 | 1980-01-01 | 1999-12-31
129.1 | Rupert GT 1-2 | Rupert GT2 | 889 | British Columbia Hydro |  | 23000 | 0 |  | 102 | 0 | 4 | 4 | 0 |  | 1999-12-31
139.1 | West Coast 1 | West Coast Energy GTCG2 | 893 | Taylor BC |  | 50000 | 0 |  | 71 | 0 | 4 | 4 | 0 |  | 1999-12-31
141 | Burbank CC -- Olive4+Magnolia2 | Burbank CC (OL4 + MG2) | 398 | Burbank Public Service Departm | 41000 | 41000 | 0 | 97 | 97 | 0 | 3 | 3 | 0 | 1980-01-01 | 1999-12-31
143 | Magnolia 5 | Magnolia GT5 | 605 | Burbank Public Service Departm | 22000 | 21700 | -300 | 111 | 111 | 0 | 3 | 3 | 0 | 1980-01-01 | 1999-12-31
146 | Olive 3 | Olive GT3 | 673 | Burbank Public Service Departm | 24000 | 23500 | -500 | 111 | 111 | 0 | 3 | 3 | 0 | 1980-01-01 | 1999-12-31
347 | Valencia GT1 | Valencia GT1 | 1236 | Citizens Utilities Company - A | 15800 | 15800 | 0 | 82 | 82 | 0 | 10 | 10 | 0 | 1980-01-01 | 1999-12-31
357 | Martin Drake 5 | Martin Drake ST5 | 1036 | Colorado Springs Utilities - C | 47000 | 47000 | 0 | 36 | 36 | 0 | 8 | 8 | 0 | 1980-01-01 | 1999-12-31
358 | Martin Drake 6 | Martin Drake ST6 | 1037 | Colorado Springs Utilities - C | 79000 | 79000 | 0 | 36 | 36 | 0 | 8 | 8 | 0 | 1980-01-01 | 1999-12-31
359 | Martin Drake 7 | Martin Drake ST7 | 1038 | Colorado Springs Utilities - C | 133000 | 133000 | 0 | 36 | 36 | 0 | 8 | 8 | 0 | 1980-01-01 | 1999-12-31
360 | Ray D Nixon 1 | Ray D Nixon ST1 | 1061 | Colorado Springs Utilities - C | 208000 | 208000 | 0 | 36 | 36 | 0 | 8 | 8 | 0 | 1980-01-01 | 1999-12-31
363 | Delta 1 | Delta IC1 | 1001 | Delta CO, City of | 1000 | 835 | -165 | 105 | 105 | 0 | 8 | 8 | 0 | 1980-01-01 | 1999-12-31
364 | Delta 2 | Delta IC2 | 1002 | Delta CO, City of | 400 | 400 | 0 | 105 | 105 | 0 | 8 | 8 | 0 | 1980-01-01 | 1999-12-31
365 | Delta 3 | Delta IC3 | 1003 | Delta CO, City of | 172 | 172 | 0 | 105 | 105 | 0 | 8 | 8 | 0 | 1980-01-01 | 1999-12-31
366 | Delta 4 | Delta IC4 | 1004 | Delta CO, City of | 125 | 125 | 0 | 105 | 105 | 0 | 8 | 8 | 0 | 1980-01-01 | 1999-12-31
367 | Delta 5 | Delta IC5 | 1005 | Delta CO, City of | 125 | 125 | 0 | 105 | 105 | 0 | 8 | 8 | 0 | 1980-01-01 | 1999-12-31
368 | Delta 6 | Delta IC6 | 1006 | Delta CO, City of | 1000 | 1200 | 200 | 105 | 105 | 0 | 8 | 8 | 0 | 1980-01-01 | 1999-12-31
369 | Delta 7 | Delta IC7 | 1007 | Delta CO, City of | 2000 | 1900 | -100 | 105 | 105 | 0 | 8 | 8 | 0 | 1980-01-01 | 1999-12-31
406 | Bonanza 1 | Bonanza ST | 1262 | Deseret Generation & Transmiss | 420000 | 452000 | 32000 | 35 | 35 | 0 | 11 | 11 | 0 | 1980-01-01 | 1999-12-31
412 | Clover Bar 1 | Clover Bar ST1 | 1416 | Edmonton Power | 165000 | 165000 | 0 | 102 | 102 | 0 | 13 | 13 | 0 | 1980-01-01 | 1999-12-31
413 | Clover Bar 2 | Clover Bar ST2 | 1417 | Edmonton Power | 165000 | 165000 | 0 | 102 | 102 | 0 | 13 | 13 | 0 | 1980-01-01 | 1999-12-31
414 | Clover Bar 3 | Clover Bar ST3 | 1418 | Edmonton Power | 165000 | 165000 | 0 | 102 | 102 | 0 | 13 | 13 | 0 | 1980-01-01 | 1999-12-31
415 | Clover Bar 4 | Clover Bar ST4 | 1419 | Edmonton Power | 165000 | 165000 | 0 | 102 | 102 | 0 | 13 | 13 | 0 | 1980-01-01 | 1999-12-31
416 | Genesee 1 | Genesee ST1 | 1433 | Edmonton Power | 406000 | 406000 | 0 | 32 | 32 | 0 | 13 | 13 | 0 | 1980-01-01 | 1999-12-31
417 | Genesee 2 | Genesee ST2 | 1434 | Edmonton Power | 406000 | 406000 | 0 | 32 | 32 | 0 | 13 | 13 | 0 | 1980-01-01 | 1999-12-31
418 | Rossdale 10 | Rossdale ST10 | 1475 | Edmonton Power | 72000 | 72000 | 0 | 102 | 102 | 0 | 13 | 13 | 0 | 1980-01-01 | 1999-12-31
419 | Rossdale 8 | Rossdale ST08 | 1476 | Edmonton Power | 71000 | 71000 | 0 | 102 | 102 | 0 | 13 | 13 | 0 | 1980-01-01 | 1999-12-31
420 | Rossdale 9 | Rossdale ST09 | 1477 | Edmonton Power | 73000 | 73000 | 0 | 102 | 102 | 0 | 13 | 13 | 0 | 1980-01-01 | 1999-12-31
429 | Short Mountain 1 | Short Mountain 1-5 | 67 | Emerald Peoples Utility Distri | 800 | 4000 | 0 | 6 | 6 | 0 | 1 | 1 | 0 | 1980-01-01 | 2000-10-01
430 | Short Mountain 2 | included | 68 | Emerald Peoples Utility Distri | 800 |  | 0 | 6 | 6 | 0 | 1 | 1 | 0 | 1980-01-01 | 1999-12-31
431 | Short Mountain 3 | included | 69 | Emerald Peoples Utility Distri | 800 |  | 0 | 6 | 6 | 0 | 1 | 1 | 0 | 1980-01-01 | 1999-12-31
432 | Short Mountain 4 | included | 70 | Emerald Peoples Utility Distri | 800 |  | 0 | 6 | 6 | 0 | 1 | 1 | 0 | 1980-01-01 | 1999-12-31
462 | Animas CC -- 1/2/GT1 | Animas CC | 1087 | Farmington NM, City of | 25000 | 25000 | 0 | 77 | 77 | 0 | 9 | 9 | 0 | 1980-01-01 | 1999-12-31
471 | Grayson 3 | Grayson ST3 | 517 | Glendale CA, City of Public Se | 19000 | 19000 | 0 | 111 | 111 | 0 | 3 | 3 | 0 | 1980-01-01 | 1999-12-31
472 | Grayson 4 | Grayson ST4 | 518 | Glendale CA, City of Public Se | 44000 | 44000 | 0 | 111 | 111 | 0 | 3 | 3 | 0 | 1980-01-01 | 1999-12-31
473 | Grayson 5 | Grayson ST5 | 519 | Glendale CA, City of Public Se | 42000 | 42000 | 0 | 111 | 111 | 0 | 3 | 3 | 0 | 1980-01-01 | 1999-12-31
474 | Grayson 6 | Grayson GT6 | 520 | Glendale CA, City of Public Se | 18000 | 18000 | 0 | 111 | 111 | 0 | 3 | 3 | 0 | 1980-01-01 | 1999-12-31
475 | Grayson 7 | Grayson GT7 | 521 | Glendale CA, City of Public Se | 21000 | 21000 | 0 | 111 | 111 | 0 | 3 | 3 | 0 | 1980-01-01 | 1999-12-31
476 | Grayson CC -- 1/2/8A/8BC | Grayson CC | 522 | Glendale CA, City of Public Se | 95000 | 95000 | 0 | 97 | 97 | 0 | 3 | 3 | 0 | 1980-01-01 | 1999-12-31
477 | Heber City 1 | Heber City IC1 | 1285 | Heber Light & Power Company - | 650 | 650 | 0 | 104 | 104 | 0 | 11 | 11 | 0 | 1980-01-01 | 1999-12-31
478 | Heber City 2 | Heber City IC2 | 1286 | Heber Light & Power Company - | 650 | 650 | 0 | 104 | 104 | 0 | 11 | 11 | 0 | 1980-01-01 | 1999-12-31
479 | Heber City 3 | Heber City IC3 | 1287 | Heber Light & Power Company - | 650 | 650 | 0 | 104 | 104 | 0 | 11 | 11 | 0 | 1980-01-01 | 1999-12-31
480 | Heber City 4 | Heber City IC4 | 1288 | Heber Light & Power Company - | 650 | 650 | 0 | 104 | 104 | 0 | 11 | 11 | 0 | 1980-01-01 | 1999-12-31
481 | Heber City 5 | Heber City IC5 | 1289 | Heber Light & Power Company - | 750 | 750 | 0 | 104 | 104 | 0 | 11 | 11 | 0 | 1980-01-01 | 1999-12-31
482 | Heber City 6 | Heber City IC6 | 1290 | Heber Light & Power Company - | 1000 | 750 | -250 | 104 | 104 | 0 | 11 | 11 | 0 | 1980-01-01 | 1999-12-31
545 | Vaagen Bros 1 | Vaagen Bros | 80 | Idaho Power Company - ID | 4000 | 4000 | 0 | 7 | 7 | 0 | 1 | 1 | 0 | 1980-01-01 | 1999-12-31
547 | Wood Plants 2 | Tamarack Energy | 902 | Idaho Power Company - ID | 16000 | 5700 | -10300 | 7 | 7 | 0 | 5 | 5 | 0 | 1980-01-01 | 1999-12-31
548 | Brawley 1 | Brawley GT1 | 393 | Imperial Irrigation District - | 11000 | 11000 | 0 | 42 | 42 | 0 | 3 | 3 | 0 | 1980-01-01 | 1999-12-31
549 | Brawley 2 | Brawley GT2 | 394 | Imperial Irrigation District - | 11000 | 11000 | 0 | 42 | 42 | 0 | 3 | 3 | 0 | 1980-01-01 | 1999-12-31
570 | El Centro CC -- 2+2A | El Centro CC2 | 480 | Imperial Irrigation District - | 115000 | 115000 | 0 | 97 | 97 | 0 | 3 | 3 | 0 | 1980-01-01 | 1999-12-31
576 | Yuma Axis 1 | Yuma Axis GT1 | 1257 | Imperial Irrigation District - | 20000 | 20000 | 0 | 82 | 82 | 0 | 10 | 10 | 0 | 1980-01-01 | 1999-12-31
580 | Lamar Plt 4 | Lamar Plant ST4 | 1029 | Lamar CO, City of | 25000 | 25000 | 0 | 105 | 105 | 0 | 8 | 8 | 0 | 1980-01-01 | 1999-12-31
590 | Logan City 4 | Logan City IC4 | 1301 | Logan UT, City of | 700 | 700 | 0 | 42 | 42 | 0 | 11 | 11 | 0 | 1980-01-01 | 1999-12-31
591 | Logan City 5A | Logan City IC5A | 1302 | Logan UT, City of | 1100 | 800 | -300 | 42 | 42 | 0 | 11 | 11 | 0 | 1980-01-01 | 1999-12-31
592 | Logan City 5B | Logan City IC5B | 1303 | Logan UT, City of | 1100 | 1600 | 500 | 42 | 42 | 0 | 11 | 11 | 0 | 1980-01-01 | 1999-12-31
593 | Logan City 6 | Logan City IC6 | 1304 | Logan UT, City of | 2250 | 1500 | -750 | 42 | 42 | 0 | 11 | 11 | 0 | 1980-01-01 | 1999-12-31
616 | Harbor CC -- 10/10A/10B | Harbor CC10 | 529 | Los Angeles Department of Wate | 240000 | 240000 | 0 | 97 | 97 | 0 | 3 | 3 | 0 | 1980-01-01 | 1999-12-31
617 | Harbor GT6 | Harbor GT6 | 530 | Los Angeles Department of Wate | 19000 | 19000 | 0 | 111 | 111 | 0 | 3 | 3 | 0 | 1980-01-01 | 1999-12-31
618 | Harbor GT7 | Harbor GT7 | 531 | Los Angeles Department of Wate | 19000 | 19000 | 0 | 111 | 111 | 0 | 3 | 3 | 0 | 1980-01-01 | 1999-12-31
621 | Haynes 3 | Haynes ST3 | 538 | Los Angeles Department of Wate | 222000 | 222000 | 0 | 97 | 97 | 0 | 3 | 3 | 0 | 1980-01-01 | 1999-12-31
622 | Haynes 4 | Haynes ST4 | 539 | Los Angeles Department of Wate | 222000 | 222000 | 0 | 97 | 97 | 0 | 3 | 3 | 0 | 1980-01-01 | 1999-12-31
624 | Haynes 6 | Haynes ST6 | 541 | Los Angeles Department of Wate | 341000 | 341000 | 0 | 97 | 97 | 0 | 3 | 3 | 0 | 1980-01-01 | 1999-12-31
626 | Intermountain 1 | Intermountain ST1 rerated | 1298 | Los Angeles Department of Wate | 830000 | 855000 | 25000 | 35 | 35 | 0 | 11 | 11 | 0 | 1980-01-01 | 2003-05-01
627 | Intermountain 2 | Intermountain ST2 rerated | 1299 | Los Angeles Department of Wate | 830000 | 855000 | 25000 | 35 | 35 | 0 | 11 | 11 | 0 | 1980-01-01 | 2002-05-01
628 | LA Civic Center 1 | LA Civic Center CCCG | 577 | Los Angeles Department of Wate | 29000 | 25400 | -3600 | 97 | 97 | 0 | 3 | 3 | 0 | 1980-01-01 | 1999-12-31
629 | LAX Cogen 1 | LAX Airport GTCG1 | 588 | Los Angeles Department of Wate | 0 | 3400 | 6800 | 97 | 97 | 0 | 3 | 3 | 0 | 1980-01-01 | 1999-12-31
629.1 | LAX Cogen 1 | LAX Airport GTCG2 | 589 | LAX Airport |  | 3400 | 0 |  | 97 | 0 | 3 | 3 | 0 |  | 1999-12-31
632 | Olive View Cogen 1 | Olive View Med Cntr GTCG1 | 674 | Los Angeles Department of Wate | 0 | 100 | 200 | 97 | 97 | 0 | 3 | 3 | 0 | 1980-01-01 | 1999-12-31
632.1 | Olive View Cogen 1 | Olive View Med Cntr GTCG2 | 675 | Los Angeles County |  | 100 | 0 |  | 97 | 0 | 3 | 3 | 0 |  | 1999-12-31
646 | Scattergood 3 | Scattergood ST3 | 769 | Los Angeles Department of Wate | 445000 | 445000 | 0 | 97 | 97 | 0 | 3 | 3 | 0 | 1980-01-01 | 1999-12-31
647 | Texaco Cogen 1 | Texaco GT1 | 817 | Los Angeles Department of Wate | 60000 | 900 | 58200 | 7 | 7 | 0 | 3 | 3 | 0 | 1980-01-01 | 1999-12-31
647.1 | Texaco Cogen 1 | Texaco GT2 | 818 | Equilon Enterprises |  | 900 | 0 |  | 7 | 0 | 3 | 3 | 0 |  | 1999-12-31
648 | Texaco Expansion 1 | Texaco Expansion GT | 819 | Los Angeles Department of Wate | 0 | 700 | 700 | 7 | 7 | 0 | 3 | 3 | 0 | 1980-01-01 | 1999-12-31
667 | Medicine Hat 10 | Medicine Hat 10GT | 1446 | Medicine Hat, City of | 18000 | 18000 | 0 | 102 | 102 | 0 | 13 | 13 | 0 | 1980-01-01 | 1999-12-31
668 | Medicine Hat 11 | Medicine Hat 11GT | 1447 | Medicine Hat, City of | 18000 | 18000 | 0 | 102 | 102 | 0 | 13 | 13 | 0 | 1980-01-01 | 1999-12-31
672 | Medicine Hat 5 | Medicine Hat 05GT | 1451 | Medicine Hat, City of | 19000 | 19000 | 0 | 102 | 102 | 0 | 13 | 13 | 0 | 1980-01-01 | 1999-12-31
675 | Medicine Hat 8 | Medicine Hat 08GT | 1454 | Medicine Hat, City of | 40000 | 40000 | 0 | 102 | 102 | 0 | 13 | 13 | 0 | 1980-01-01 | 1999-12-31
676 | Medicine Hat 9 | Medicine Hat 09GT | 1455 | Medicine Hat, City of | 40000 | 40000 | 0 | 102 | 102 | 0 | 13 | 13 | 0 | 1980-01-01 | 1999-12-31
698 | McClure 1 | McClure GT1 | 199 | Modesto Irrigation District - | 61000 | 61000 | 0 | 100 | 100 | 0 | 2 | 2 | 0 | 1980-01-01 | 1999-12-31
699 | McClure 2 | McClure GT2 | 200 | Modesto Irrigation District - | 61000 | 61000 | 0 | 100 | 100 | 0 | 2 | 2 | 0 | 1980-01-01 | 1999-12-31
703 | Woodland NA1 | Woodland CC1 | 333 | Modesto Irrigation District - | 48000 | 49000 | 1000 | 91 | 91 | 0 | 2 | 2 | 0 | 1980-01-01 | 1999-12-31
714 | Colstrip 1 | Colstrip ST1 | 905 | Montana Power Company, The - M | 318000 | 307000 | -11000 | 37 | 37 | 0 | 6 | 6 | 0 | 1980-01-01 | 1999-12-31
715 | Colstrip 2 | Colstrip ST2 | 906 | Montana Power Company, The - M | 320000 | 307000 | -13000 | 37 | 37 | 0 | 6 | 6 | 0 | 1980-01-01 | 1999-12-31
716 | Colstrip 3 | Colstrip ST3 | 907 | Montana Power Company, The - M | 727000 | 740000 | 13000 | 37 | 37 | 0 | 6 | 6 | 0 | 1980-01-01 | 1999-12-31
717 | Colstrip 4 | Colstrip ST4 | 908 | Montana Power Company, The - M | 727000 | 740000 | 13000 | 37 | 37 | 0 | 6 | 6 | 0 | 1980-01-01 | 1999-12-31
718 | Corette 1 | Corette ST | 909 | Montana Power Company, The - M | 160000 | 160000 | 0 | 37 | 37 | 0 | 6 | 6 | 0 | 1980-01-01 | 1999-12-31
742 | Montana One 1 | Colstrip Montana One FB | 911 | Montana Power Company, The - M | 39000 | 39000 | 0 | 7 | 7 | 0 | 6 | 6 | 0 | 1980-01-01 | 1999-12-31
779 | Murray City 3 | Murray City IC3 | 1308 | Murray UT, City of | 2000 | 2000 | 0 | 104 | 104 | 0 | 11 | 11 | 0 | 1980-01-01 | 1999-12-31
780 | Murray City 4 | Murray City IC4 | 1309 | Murray UT, City of | 900 | 900 | 0 | 104 | 104 | 0 | 11 | 11 | 0 | 1980-01-01 | 1999-12-31
781 | Murray City 5 | Murray City IC5 | 1310 | Murray UT, City of | 900 | 900 | 0 | 104 | 104 | 0 | 11 | 11 | 0 | 1980-01-01 | 1999-12-31
782 | Murray City 6 | Murray City IC6 | 1311 | Murray UT, City of | 2300 | 2300 | 0 | 104 | 104 | 0 | 11 | 11 | 0 | 1980-01-01 | 1999-12-31
794 | Allen GT1 | Allen GT1 | 1133 | Nevada Power Company - NV | 76000 | 76000 | 0 | 83 | 83 | 0 | 10 | 10 | 0 | 1980-01-01 | 1999-12-31
799 | Clark GT4 | Clark GT04 | 1150 | Nevada Power Company - NV | 59000 | 59000 | 0 | 83 | 83 | 0 | 10 | 10 | 0 | 1980-01-01 | 1999-12-31
803 | Reid Gardner 1 | Reid Gardner ST1 | 1207 | Nevada Power Company - NV | 110000 | 110000 | 0 | 33 | 33 | 0 | 10 | 10 | 0 | 1980-01-01 | 1999-12-31
804 | Reid Gardner 2 | Reid Gardner ST2 | 1208 | Nevada Power Company - NV | 110000 | 110000 | 0 | 33 | 33 | 0 | 10 | 10 | 0 | 1980-01-01 | 1999-12-31
805 | Reid Gardner 3 | Reid Gardner ST3 | 1209 | Nevada Power Company - NV | 110000 | 110000 | 0 | 33 | 33 | 0 | 10 | 10 | 0 | 1980-01-01 | 1999-12-31
806 | Reid Gardner 4 | Reid Gardner ST4 | 1210 | Nevada Power Company - NV | 265000 | 265000 | 0 | 33 | 33 | 0 | 10 | 10 | 0 | 1980-01-01 | 1999-12-31
807 | Saguaro 1 NVPC | Saguaro GTCG | 1212 | Nevada Power Company - NV | 90000 | 90000 | 0 | 83 | 83 | 0 | 10 | 10 | 0 | 1980-01-01 | 1999-12-31
808 | Sun-Peak 1 | Sun-Peak GT1 | 1225 | Nevada Power Company - NV | 70000 | 70000 | 0 | 83 | 83 | 0 | 10 | 10 | 0 | 1980-01-01 | 1999-12-31
809 | Sun-Peak 2 | Sun-Peak GT2 | 1226 | Nevada Power Company - NV | 70000 | 70000 | 0 | 83 | 83 | 0 | 10 | 10 | 0 | 1980-01-01 | 1999-12-31
810 | Sun-Peak 3 | Sun-Peak GT3 | 1227 | Nevada Power Company - NV | 70000 | 70000 | 0 | 83 | 83 | 0 | 10 | 10 | 0 | 1980-01-01 | 1999-12-31
812 | Sunrise 2 | Sunrise GT2 | 1235 | Nevada Power Company - NV | 76000 | 76000 | 0 | 83 | 83 | 0 | 10 | 10 | 0 | 1980-01-01 | 1999-12-31
815 | Geothermal 1 1 | NCPA #1 1 | 140 | Northern California Power Agen | 59000 | 44000 | -15000 | 4 | 4 | 0 | 2 | 2 | 0 | 1980-01-01 | 1999-12-31
816 | Geothermal 1 2 | NCPA #1 2 | 141 | Northern California Power Agen | 59000 | 44000 | -15000 | 4 | 4 | 0 | 2 | 2 | 0 | 1980-01-01 | 1999-12-31
817 | Geothermal 2 3 | NCPA #2 3 | 142 | Northern California Power Agen | 60000 | 40000 | -20000 | 4 | 4 | 0 | 2 | 2 | 0 | 1980-01-01 | 1999-12-31
818 | Geothermal 2 4 | NCPA #2 4 | 143 | Northern California Power Agen | 60000 | 40000 | -20000 | 4 | 4 | 0 | 2 | 2 | 0 | 1980-01-01 | 1999-12-31
826 | Lodi 1 | Lodi GT | 188 | Northern California Power Agen | 25000 | 25000 | 0 | 100 | 100 | 0 | 2 | 2 | 0 | 1980-01-01 | 1999-12-31
827 | Lodi CC 1 | Lodi CC | 189 | Northern California Power Agen | 49000 | 52000 | 3000 | 91 | 91 | 0 | 2 | 2 | 0 | 1980-01-01 | 1999-12-31
866 | Diablo Canyon 1 | Diablo Canyon 1 | 469 | Pacific Gas & Electric Company | 1073000 | 1090000 | 17000 | 5 | 5 | 0 | 3 | 3 | 0 | 1980-01-01 | 1999-12-31
867 | Diablo Canyon 2 | Diablo Canyon 2 | 470 | Pacific Gas & Electric Company | 1087000 | 1102000 | 15000 | 5 | 5 | 0 | 3 | 3 | 0 | 1980-01-01 | 1999-12-31
868 | Downieville 1 | Downieville IC | 124 | Pacific Gas & Electric Company | 750 | 750 | 0 | 42 | 42 | 0 | 2 | 2 | 0 | 1980-01-01 | 1999-12-31
879 | Geysers 11 | Geysers 11 | 145 | Pacific Gas & Electric Company | 106000 | 74000 | 32000 | 4 | 4 | 0 | 2 | 2 | 0 | 1980-01-01 | 1999-12-31
880 | Geysers 12 | Geysers 12 | 146 | Pacific Gas & Electric Company | 106000 | 42000 | 64000 | 4 | 4 | 0 | 2 | 2 | 0 | 1980-01-01 | 1999-12-31
881 | Geysers 13 | Geysers 13 | 147 | Pacific Gas & Electric Company | 133000 | 71000 | 62000 | 4 | 4 | 0 | 2 | 2 | 0 | 1980-01-01 | 1999-12-31
882 | Geysers 14 | Geysers 14 | 148 | Pacific Gas & Electric Company | 109000 | 61000 | 48000 | 4 | 4 | 0 | 2 | 2 | 0 | 1980-01-01 | 1999-12-31
883 | Geysers 16 | Geysers 16 | 149 | Pacific Gas & Electric Company | 113000 | 73000 | 40000 | 4 | 4 | 0 | 2 | 2 | 0 | 1980-01-01 | 1999-12-31
884 | Geysers 17 | Geysers 17 | 150 | Pacific Gas & Electric Company | 113000 | 48000 | 65000 | 4 | 4 | 0 | 2 | 2 | 0 | 1980-01-01 | 1999-12-31
885 | Geysers 18 | Geysers 18 | 151 | Pacific Gas & Electric Company | 113000 | 62000 | 51000 | 4 | 4 | 0 | 2 | 2 | 0 | 1980-01-01 | 1999-12-31
886 | Geysers 20 | Geysers 20 | 152 | Pacific Gas & Electric Company | 113000 | 49000 | 64000 | 4 | 4 | 0 | 2 | 2 | 0 | 1980-01-01 | 1999-12-31
887 | Geysers 5 | Geysers 05 | 153 | Pacific Gas & Electric Company | 53000 | 42500 | -10500 | 4 | 4 | 0 | 2 | 2 | 0 | 1980-01-01 | 1999-12-31
888 | Geysers 6 | Geysers 06 | 154 | Pacific Gas & Electric Company | 53000 | 42500 | -10500 | 4 | 4 | 0 | 2 | 2 | 0 | 1980-01-01 | 1999-12-31
889 | Geysers 7 | Geysers 07 | 155 | Pacific Gas & Electric Company | 53000 | 41000 | -12000 | 4 | 4 | 0 | 2 | 2 | 0 | 1980-01-01 | 1999-12-31
890 | Geysers 8 | Geysers 08 | 156 | Pacific Gas & Electric Company | 53000 | 41000 | -12000 | 4 | 4 | 0 | 2 | 2 | 0 | 1980-01-01 | 1999-12-31
912 | Kerman PV 1 | Kerman PV | 567 | Pacific Gas & Electric Company | 500 | 500 | 0 | 3 | 3 | 0 | 3 | 3 | 0 | 1980-01-01 | 1999-12-31
919 | Mobile GT 1 | Mobile GT1 | 201 | Pacific Gas & Electric Company | 15000 | 15000 | 0 | 42 | 42 | 0 | 2 | 2 | 0 | 1980-01-01 | 1999-12-31
920 | Mobile GT 2 | Mobile GT2 | 202 | Pacific Gas & Electric Company | 15000 | 15000 | 0 | 42 | 42 | 0 | 2 | 2 | 0 | 1980-01-01 | 1999-12-31
921 | Mobile GT 3 | Mobile GT3 | 203 | Pacific Gas & Electric Company | 15000 | 15000 | 0 | 42 | 42 | 0 | 2 | 2 | 0 | 1980-01-01 | 1999-12-31
932 | Oakland 1 | Oakland GT1 | 215 | Pacific Gas & Electric Company | 55000 | 58000 | 3000 | 42 | 42 | 0 | 2 | 2 | 0 | 1980-01-01 | 1999-12-31
933 | Oakland 2 | Oakland GT2 | 216 | Pacific Gas & Electric Company | 55000 | 51000 | -4000 | 42 | 42 | 0 | 2 | 2 | 0 | 1980-01-01 | 1999-12-31
934 | Oakland 3 | Oakland GT3 | 217 | Pacific Gas & Electric Company | 55000 | 49000 | -6000 | 42 | 42 | 0 | 2 | 2 | 0 | 1980-01-01 | 1999-12-31
955 | PVUSA 1 | PVUSA | 250 | Pacific Gas & Electric Company | 1000 | 900 | -100 | 3 | 3 | 0 | 2 | 2 | 0 | 1980-01-01 | 1999-12-31
966 | Santa Fe Geothermal 1 | Calistoga Geothermal | 284 | Pacific Gas & Electric Company | 80000 | 68000 | -12000 | 4 | 4 | 0 | 2 | 2 | 0 | 1980-01-01 | 1999-12-31
967 | Sierra City MBL 1 | Sierra City IC | 286 | Pacific Gas & Electric Company | 0 | 335 | 335 | 42 | 42 | 0 | 2 | 2 | 0 | 1980-01-01 | 1999-12-31
979 | Washington MBL 1 | Washington IC | 322 | Pacific Gas & Electric Company | 0 | 250 | 250 | 42 | 42 | 0 | 2 | 2 | 0 | 1980-01-01 | 1999-12-31
984 | Coffin Butte 1 | Coffin Butte | 16 | Pacific Northwest Generation C | 2200 | 2300 | 100 | 6 | 6 | 0 | 1 | 1 | 0 | 1980-01-01 | 1999-12-31
994 | Biomass-One 1 | Biomass One | 7 | PacifiCorp | 25000 | 14200 | -10800 | 7 | 7 | 0 | 1 | 1 | 0 | 1980-01-01 | 1999-12-31
995 | Blundell 1 | Blundell | 1261 | PacifiCorp | 23000 | 19600 | -3400 | 4 | 4 | 0 | 11 | 11 | 0 | 1980-01-01 | 1999-12-31
997 | Carbon 1 | Carbon ST1 | 1276 | PacifiCorp | 70000 | 70000 | 0 | 35 | 35 | 0 | 11 | 11 | 0 | 1980-01-01 | 1999-12-31
998 | Carbon 2 | Carbon ST2 | 1277 | PacifiCorp | 105000 | 105000 | 0 | 35 | 35 | 0 | 11 | 11 | 0 | 1980-01-01 | 1999-12-31
999 | Centralia 1 | Centralia ST1 | 13 | PacifiCorp | 670000 | 670000 | 0 | 38 | 38 | 0 | 1 | 1 | 0 | 1980-01-01 | 1999-12-31
1000 | Centralia 2 | Centralia ST2 | 14 | PacifiCorp | 670000 | 670000 | 0 | 38 | 38 | 0 | 1 | 1 | 0 | 1980-01-01 | 1999-12-31
1014 | D R Johnson Lumber 1 | DR Johnson Lumber | 21 | PacifiCorp | 8000 | 7500 | -500 | 7 | 7 | 0 | 1 | 1 | 0 | 1980-01-01 | 1999-12-31
1015 | Dave Johnston 1 | Dave Johnston ST1 | 929 | PacifiCorp | 106000 | 106000 | 0 | 39 | 39 | 0 | 7 | 7 | 0 | 1980-01-01 | 1999-12-31
1016 | Dave Johnston 2 | Dave Johnston ST2 | 930 | PacifiCorp | 106000 | 106000 | 0 | 39 | 39 | 0 | 7 | 7 | 0 | 1980-01-01 | 1999-12-31
1017 | Dave Johnston 3 | Dave Johnston ST3 | 931 | PacifiCorp | 230000 | 230000 | 0 | 39 | 39 | 0 | 7 | 7 | 0 | 1980-01-01 | 1999-12-31
1018 | Dave Johnston 4 | Dave Johnston ST4 | 932 | PacifiCorp | 330000 | 330000 | 0 | 39 | 39 | 0 | 7 | 7 | 0 | 1980-01-01 | 1999-12-31
1035.1 | Hermiston Cogen 1 | Hermiston Generating CCCG2 | 40 | PacifiCorp |  | 236000 | 0 |  | 72 | 0 | 1 | 1 | 0 |  | 1999-12-31
1036 | Hunter 1 | Hunter ST1 | 1293 | PacifiCorp | 415000 | 415000 | 0 | 35 | 35 | 0 | 11 | 11 | 0 | 1980-01-01 | 1999-12-31
1037 | Hunter 2 | Hunter ST2 | 1294 | PacifiCorp | 415000 | 435000 | 20000 | 35 | 35 | 0 | 11 | 11 | 0 | 1980-01-01 | 1999-12-31
1038 | Hunter 3 | Hunter ST3 | 1295 | PacifiCorp | 395000 | 465000 | 70000 | 35 | 35 | 0 | 11 | 11 | 0 | 1980-01-01 | 1999-12-31
1039 | Huntington 1 | Huntington ST1 | 1296 | PacifiCorp | 420000 | 440000 | 20000 | 35 | 35 | 0 | 11 | 11 | 0 | 1980-01-01 | 1999-12-31
1040 | Huntington 2 | Huntington ST2 | 1297 | PacifiCorp | 425000 | 455000 | 30000 | 35 | 35 | 0 | 11 | 11 | 0 | 1980-01-01 | 1999-12-31
1043 | Jim Bridger 1 | Jim Bridger ST1 | 941 | PacifiCorp | 520000 | 530000 | 10000 | 39 | 39 | 0 | 7 | 7 | 0 | 1980-01-01 | 1999-12-31
1044 | Jim Bridger 2 | Jim Bridger ST2 | 942 | PacifiCorp | 520000 | 530000 | 10000 | 39 | 39 | 0 | 7 | 7 | 0 | 1980-01-01 | 1999-12-31
1045 | Jim Bridger 3 | Jim Bridger ST3 | 943 | PacifiCorp | 520000 | 530000 | 10000 | 39 | 39 | 0 | 7 | 7 | 0 | 1980-01-01 | 1999-12-31
1046 | Jim Bridger 4 | Jim Bridger ST4 | 944 | PacifiCorp | 520000 | 520000 | 0 | 39 | 39 | 0 | 7 | 7 | 0 | 1980-01-01 | 1999-12-31
1054 | Little Mountain 1 | Little Mountain GTCG | 1300 | PacifiCorp | 14000 | 14000 | 0 | 94 | 94 | 0 | 11 | 11 | 0 | 1980-01-01 | 1999-12-31
1066 | Naughton 1 | Naughton ST1 | 1312 | PacifiCorp | 160000 | 160000 | 0 | 39 | 39 | 0 | 7 | 11 | 1 | 1980-01-01 | 1999-12-31
1067 | Naughton 2 | Naughton ST2 | 1313 | PacifiCorp | 210000 | 210000 | 0 | 39 | 39 | 0 | 7 | 11 | 1 | 1980-01-01 | 1999-12-31
1068 | Naughton 3 | Naughton ST3 | 1314 | PacifiCorp | 330000 | 330000 | 0 | 39 | 39 | 0 | 7 | 11 | 1 | 1980-01-01 | 1999-12-31
1086 | SF Phosphates 1 | SF Phosphates STCG | 1324 | PacifiCorp | 13000 | 300 | -12700 | 7 | 7 | 0 | 7 | 11 | 1 | 1980-01-01 | 1999-12-31
1096 | Sunnyside 1 | Sunnyside CG | 1331 | PacifiCorp | 53000 | 51200 | -1800 | 7 | 7 | 0 | 11 | 11 | 0 | 1980-01-01 | 1999-12-31
1111 | Warm Spgs For Prod 1 | Warm Spgs For Prod | 82 | PacifiCorp | 8000 | 19400 | 11400 | 7 | 7 | 0 | 1 | 1 | 0 | 1980-01-01 | 1999-12-31
1114 | Wyodak 1 | Wyodak ST | 958 | PacifiCorp | 335000 | 335000 | 0 | 39 | 39 | 0 | 7 | 7 | 0 | 1980-01-01 | 1999-12-31
1124 | Glenarm GT1 | Glenarm GT1 | 514 | Pasadena CA, City of | 26000 | 23000 | -3000 | 111 | 111 | 0 | 3 | 3 | 0 | 1980-01-01 | 1999-12-31
1125 | Glenarm GT2 | Glenarm GT2 | 515 | Pasadena CA, City of | 26000 | 23000 | -3000 | 111 | 111 | 0 | 3 | 3 | 0 | 1980-01-01 | 1999-12-31
1126 | Payson 86-1 | Payson IC1 | 1315 | Payson City Corp - UT | 2650 | 2650 | 0 | 104 | 104 | 0 | 11 | 11 | 0 | 1980-01-01 | 1999-12-31
1127 | Payson 86-2 | Payson IC2 | 1316 | Payson City Corp - UT | 2650 | 2650 | 0 | 104 | 104 | 0 | 11 | 11 | 0 | 1980-01-01 | 1999-12-31
1128 | Payson 86-3 | Payson IC3 | 1317 | Payson City Corp - UT | 2000 | 2000 | 0 | 104 | 104 | 0 | 11 | 11 | 0 | 1980-01-01 | 1999-12-31
1129 | Payson 86-4 | Payson IC4 | 1318 | Payson City Corp - UT | 2000 | 2000 | 0 | 104 | 104 | 0 | 11 | 11 | 0 | 1980-01-01 | 1999-12-31
1136 | Pegs 1 | PEGS ST | 1108 | Plains Electric Gen & Trans Co | 235000 | 238000 | 3000 | 34 | 34 | 0 | 9 | 9 | 0 | 1980-01-01 | 1999-12-31
1137 | Rawhide 1 | Rawhide ST | 1058 | Platte River Power Authority - | 276000 | 270000 | -6000 | 36 | 36 | 0 | 8 | 8 | 0 | 1980-01-01 | 1999-12-31
1140 | Boardman 1 | Boardman ST rerated | 8 | Portland General Electric Comp | 533000 | 585000 | 52000 | 38 | 38 | 0 | 1 | 1 | 0 | 1980-01-01 | 2000-09-21
1152 | Marion Solid Waste 1 | Marion Solid Waste | 50 | Portland General Electric Comp | 15000 | 11700 | -3300 | 6 | 6 | 0 | 1 | 1 | 0 | 1980-01-01 | 1999-12-31
1184 | Bonnett 1#1 | Bonnett #1 1-4 | 1263 | Provo City Corp - UT | 750 | 2700 | -300 | 4 | 4 | 0 | 11 | 11 | 0 | 1980-01-01 | 1999-12-31
1185 | Bonnett 1#2 | included | 1264 | Provo City Corp - UT | 750 |  | 0 | 4 | 4 | 0 | 11 | 11 | 0 | 1980-01-01 | 1999-12-31
1186 | Bonnett 1#3 | included | 1265 | Provo City Corp - UT | 750 |  | 0 | 4 | 4 | 0 | 11 | 11 | 0 | 1980-01-01 | 1999-12-31
1187 | Bonnett 1#4 | included | 1266 | Provo City Corp - UT | 750 |  | 0 | 4 | 4 | 0 | 11 | 11 | 0 | 1980-01-01 | 1999-12-31
1188 | Bonnett 2 | Bonnett #2 | 1267 | Provo City Corp - UT | 2000 | 1700 | -300 | 4 | 4 | 0 | 11 | 11 | 0 | 1980-01-01 | 1999-12-31
1189 | Bonnett 3 | Bonnett #3 | 1268 | Provo City Corp - UT | 7000 | 6000 | -1000 | 4 | 4 | 0 | 11 | 11 | 0 | 1980-01-01 | 1999-12-31
1195 | Alamosa CT1 | Alamosa GT1 | 961 | Public Service Company of Colo | 17000 | 17000 | 0 | 105 | 105 | 0 | 8 | 8 | 0 | 1980-01-01 | 1999-12-31
1196 | Alamosa CT2 | Alamosa GT2 | 962 | Public Service Company of Colo | 19000 | 19000 | 0 | 105 | 105 | 0 | 8 | 8 | 0 | 1980-01-01 | 1999-12-31
1197 | American Atlas 1 | Atlas CCCG | 963 | Public Service Company of Colo | 85300 | 72000 | -13300 | 93 | 93 | 0 | 8 | 8 | 0 | 1980-01-01 | 1999-12-31
1199 | Arapahoe 1 | Arapahoe ST1 | 964 | Public Service Company of Colo | 45000 | 45000 | 0 | 36 | 36 | 0 | 8 | 8 | 0 | 1980-01-01 | 1999-12-31
1200 | Arapahoe 2 | Arapahoe ST2 | 965 | Public Service Company of Colo | 45000 | 45000 | 0 | 36 | 36 | 0 | 8 | 8 | 0 | 1980-01-01 | 1999-12-31
1201 | Arapahoe 3 | Arapahoe ST3 | 966 | Public Service Company of Colo | 45000 | 45000 | 0 | 36 | 36 | 0 | 8 | 8 | 0 | 1980-01-01 | 1999-12-31
1202 | Arapahoe 4 | Arapahoe ST4 | 967 | Public Service Company of Colo | 111000 | 111000 | 0 | 36 | 36 | 0 | 8 | 8 | 0 | 1980-01-01 | 1999-12-31
1209 | Brush Cogen Partners 1 | Brush 1 GTCG | 976 | Public Service Company of Colo | 68000 | 88000 | 20000 | 93 | 93 | 0 | 8 | 8 | 0 | 1980-01-01 | 1999-12-31
1212 | Cameo 1 | Cameo ST1 | 985 | Public Service Company of Colo | 23700 | 23700 | 0 | 36 | 36 | 0 | 8 | 8 | 0 | 1980-01-01 | 1999-12-31
1213 | Cameo 2 | Cameo ST2 | 986 | Public Service Company of Colo | 49000 | 49000 | 0 | 36 | 36 | 0 | 8 | 8 | 0 | 1980-01-01 | 1999-12-31
1214 | Cherokee 1 | Cherokee ST1 | 987 | Public Service Company of Colo | 107000 | 107000 | 0 | 36 | 36 | 0 | 8 | 8 | 0 | 1980-01-01 | 1999-12-31
1215 | Cherokee 2 | Cherokee ST2 | 988 | Public Service Company of Colo | 106000 | 106000 | 0 | 36 | 36 | 0 | 8 | 8 | 0 | 1980-01-01 | 1999-12-31
1216 | Cherokee 3 | Cherokee ST3 | 989 | Public Service Company of Colo | 158000 | 158000 | 0 | 36 | 36 | 0 | 8 | 8 | 0 | 1980-01-01 | 1999-12-31
1217 | Cherokee 4 | Cherokee ST4 | 990 | Public Service Company of Colo | 352000 | 352000 | 0 | 36 | 36 | 0 | 8 | 8 | 0 | 1980-01-01 | 1999-12-31
1218 | Cherokee IC1 | Cherokee IC1 | 991 | Public Service Company of Colo | 2750 | 2750 | 0 | 42 | 42 | 0 | 8 | 8 | 0 | 1980-01-01 | 1999-12-31
1219 | Cherokee IC2 | Cherokee IC2 | 992 | Public Service Company of Colo | 2750 | 2750 | 0 | 42 | 42 | 0 | 8 | 8 | 0 | 1980-01-01 | 1999-12-31
1220 | Colo Power Partners 1 | Brush 2 GTCG | 993 | Public Service Company of Colo | 50000 | 74000 | 24000 | 93 | 93 | 0 | 8 | 8 | 0 | 1980-01-01 | 1999-12-31
1221 | Comanche 1 | Comanche ST1 | 994 | Public Service Company of Colo | 325000 | 325000 | 0 | 36 | 36 | 0 | 8 | 8 | 0 | 1980-01-01 | 1999-12-31
1222 | Comanche 2 | Comanche ST2 | 995 | Public Service Company of Colo | 335000 | 335000 | 0 | 36 | 36 | 0 | 8 | 8 | 0 | 1980-01-01 | 1999-12-31
1223 | Coors Biotech Cogen 1 | Coors Biotech GTCG | 996 | Public Service Company of Colo | 2800 | 3300 | 500 | 93 | 93 | 0 | 8 | 8 | 0 | 1980-01-01 | 1999-12-31
1225 | Fort Lupton 1 | Fort Lupton GT1 | 1008 | Public Service Company of Colo | 50000 | 50000 | 0 | 105 | 105 | 0 | 8 | 8 | 0 | 1980-01-01 | 1999-12-31
1226 | Fort Lupton 2 | Fort Lupton GT2 | 1009 | Public Service Company of Colo | 50000 | 50000 | 0 | 105 | 105 | 0 | 8 | 8 | 0 | 1980-01-01 | 1999-12-31
1227 | Fruita 1 | Fruita GT | 1020 | Public Service Company of Colo | 20000 | 20000 | 0 | 105 | 105 | 0 | 8 | 8 | 0 | 1980-01-01 | 1999-12-31
1228 | George Meyers Pool 1 | George Meyers Pool GTCG | 1024 | Public Service Company of Colo | 100 | 0 | -100 | 93 | 93 | 0 | 8 | 8 | 0 | 1980-01-01 | 1999-12-31
1231 | Greeley Energy 1 | Greeley Energy GTCG | 1025 | Public Service Company of Colo | 76349 | 108300 | 31951 | 93 | 93 | 0 | 8 | 8 | 0 | 1980-01-01 | 1999-12-31
1232 | Hayden 1 | Hayden ST1 | 1026 | Public Service Company of Colo | 184000 | 184000 | 0 | 36 | 36 | 0 | 8 | 8 | 0 | 1980-01-01 | 1999-12-31
1233 | Hayden 2 | Hayden ST2 | 1027 | Public Service Company of Colo | 262000 | 262000 | 0 | 36 | 36 | 0 | 8 | 8 | 0 | 1980-01-01 | 1999-12-31
1234 | Ignacio Gas Plant 1 | Ignacio Gasoline Plant GTCG | 1028 | Public Service Company of Colo | 6200 | 6200 | 0 | 93 | 93 | 0 | 8 | 8 | 0 | 1980-01-01 | 1999-12-31
1242 | Pawnee 1 | Pawnee ST | 1043 | Public Service Company of Colo | 495000 | 495000 | 0 | 36 | 36 | 0 | 8 | 8 | 0 | 1980-01-01 | 1999-12-31
1252 | Thermo Carbonic 1 | Thermo Carbonic CCCG | 1068 | Public Service Company of Colo | 150000 | 158900 | 8900 | 93 | 93 | 0 | 8 | 8 | 0 | 1980-01-01 | 1999-12-31
1253 | Thermo Ft Lupton 1 | Thermo Ft Lupton GTCG | 1069 | Public Service Company of Colo | 32000 | 36100 | 4100 | 93 | 93 | 0 | 8 | 8 | 0 | 1980-01-01 | 1999-12-31
1254 | Thermo Industries 1 | Thermo Industries GTCG | 1070 | Public Service Company of Colo | 122000 | 123200 | 1200 | 93 | 93 | 0 | 8 | 8 | 0 | 1980-01-01 | 1999-12-31
1255 | Univ CO Cogen 1 | University of Colorado GTCG | 1073 | Public Service Company of Colo | 10000 | 15900 | 5900 | 93 | 93 | 0 | 8 | 8 | 0 | 1980-01-01 | 1999-12-31
1258 | Valmont 6 | Valmont GT6 | 1075 | Public Service Company of Colo | 53000 | 53000 | 0 | 105 | 105 | 0 | 8 | 8 | 0 | 1980-01-01 | 1999-12-31
1259 | Wattenberg Field CG 1 | Wattenberg Field GTCG | 1080 | Public Service Company of Colo | 722 | 722 | 0 | 93 | 93 | 0 | 8 | 8 | 0 | 1980-01-01 | 1999-12-31
1266 | San Juan 1 | San Juan ST1 | 1122 | Public Service Company of New | 316000 | 327000 | 11000 | 34 | 34 | 0 | 9 | 9 | 0 | 1980-01-01 | 1999-12-31
1267 | San Juan 2 | San Juan ST2 | 1123 | Public Service Company of New | 312000 | 316000 | 4000 | 34 | 34 | 0 | 9 | 9 | 0 | 1980-01-01 | 1999-12-31
1268 | San Juan 3 | San Juan ST3 | 1124 | Public Service Company of New | 488000 | 497000 | 9000 | 34 | 34 | 0 | 9 | 9 | 0 | 1980-01-01 | 1999-12-31
1269 | San Juan 4 | San Juan ST4 | 1125 | Public Service Company of New | 498000 | 507000 | 9000 | 34 | 34 | 0 | 9 | 9 | 0 | 1980-01-01 | 1999-12-31
1322 | Everett Cogen 1 | Scott Paper Everett | 24 | PUD No. 1 of Snohomish County | 36000 | 20800 | -15200 | 7 | 7 | 0 | 1 | 1 | 0 | 1980-01-01 | 1999-12-31
1369 | Spokane MSW 1 | Wheelabrator Spokane | 71 | Puget Sound Energy - WA | 23000 | 21500 | -1500 | 6 | 6 | 0 | 1 | 1 | 0 | 1980-01-01 | 1999-12-31
1370.1 | Sumas Energy 1 | Sumas Energy GTCG1B | 77 | Sumas Cogeneration |  | 34200 | 0 |  | 72 | 0 | 1 | 1 | 0 |  | 1999-12-31
1379 | Raton 4 | Raton ST4 | 1114 | Raton Public Service Company - | 4000 | 3800 | -200 | 34 | 34 | 0 | 9 | 9 | 0 | 1980-01-01 | 1999-12-31
1380 | Raton 5 | Raton ST5 | 1115 | Raton Public Service Company - | 8000 | 7500 | -500 | 34 | 34 | 0 | 9 | 9 | 0 | 1980-01-01 | 1999-12-31
1382 | Redding Power 2 | Redding Power GT2 | 254 | Redding CA, City of | 27000 | 18000 | -9000 | 100 | 100 | 0 | 2 | 2 | 0 | 1980-01-01 | 1999-12-31
1383 | Redding Power 3 | Redding Power GT3 | 255 | Redding CA, City of | 27000 | 24000 | -3000 | 100 | 100 | 0 | 2 | 2 | 0 | 1980-01-01 | 1999-12-31
1384 | Redding Power 4 | Redding Power GT4 | 256 | Redding CA, City of | 18000 | 24000 | 6000 | 100 | 100 | 0 | 2 | 2 | 0 | 1980-01-01 | 1999-12-31
1390 | Carson Ice CG CC -- 1/1/2 | Carson Ice CCCG | 108 | Sacramento Municipal Utility D | 154942 | 99000 | 55942 | 91 | 91 | 0 | 2 | 2 | 0 | 1980-01-01 | 1999-12-31
1392 | Hedge PV 1 | Hedge PV | 174 | Sacramento Municipal Utility D | 200 | 200 | 0 | 3 | 3 | 0 | 2 | 2 | 0 | 1980-01-01 | 1999-12-31
1398 | McClellan 1 | McClellan GT rerated | 198 | Sacramento Municipal Utility D | 50000 | 72000 | 22000 | 100 | 100 | 0 | 2 | 2 | 0 | 1980-01-01 | 2001-05-01
1403 | SMUD HQ 1 | SMUD HQ FC | 293 | Sacramento Municipal Utility D | 200 | 200 | 0 | 91 | 91 | 0 | 2 | 2 | 0 | 1980-01-01 | 1999-12-31
1405 | Solar 1 SMUD | Solar 1-2 | 296 | Sacramento Municipal Utility D | 1000 | 1900 | -100 | 3 | 3 | 0 | 2 | 2 | 0 | 1980-01-01 | 1999-12-31
1406 | Solar 2 | included 1406 | 297 | Sacramento Municipal Utility D | 1000 |  | 0 | 3 | 3 | 0 | 2 | 2 | 0 | 1980-01-01 | 1999-12-31
1414 | St George 1 (EIA 03687) | St George IC1 | 1325 | Saint George UT, City of | 600 | 7000 | 6400 | 42 | 42 | 0 | 11 | 11 | 0 | 1980-01-01 | 1999-12-31
1415 | St George 2 (EIA 03687) | St George IC2 | 1327 | Saint George UT, City of | 600 | 7000 | 6400 | 42 | 42 | 0 | 11 | 11 | 0 | 1980-01-01 | 1999-12-31
1416 | St George 3 (EIA 03687) | unknown | 1329 | Saint George UT, City of | 600 |  | -600 | 42 | 42 | 0 | 11 | 11 | 0 | 1980-01-01 | 1999-12-31
1417 | St George 5 (EIA 03687) | unknown | 1330 | Saint George UT, City of | 1200 |  | -1200 | 42 | 42 | 0 | 11 | 11 | 0 | 1980-01-01 | 1999-12-31
1418 | St George 1 (EIA 07080) | unknown | 1326 | Saint George UT, City of | 7000 |  | -7000 | 42 | 42 | 0 | 11 | 11 | 0 | 1980-01-01 | 1999-12-31
1419 | St George 2 (EIA 07080) | unknown | 1328 | Saint George UT, City of | 7000 |  | -7000 | 42 | 42 | 0 | 11 | 11 | 0 | 1980-01-01 | 1999-12-31
1420 | Agua Fria 1 | Agua Fria ST1 | 1127 | Salt River Project - AZ | 114000 | 114000 | 0 | 82 | 82 | 0 | 10 | 10 | 0 | 1980-01-01 | 1999-12-31
1421 | Agua Fria 2 | Agua Fria ST2 | 1128 | Salt River Project - AZ | 114000 | 114000 | 0 | 82 | 82 | 0 | 10 | 10 | 0 | 1980-01-01 | 1999-12-31
1422 | Agua Fria 3 | Agua Fria ST3 | 1129 | Salt River Project - AZ | 184000 | 184000 | 0 | 82 | 82 | 0 | 10 | 10 | 0 | 1980-01-01 | 1999-12-31
1423 | Agua Fria 4 | Agua Fria GT4 | 1130 | Salt River Project - AZ | 87000 | 87000 | 0 | 82 | 82 | 0 | 10 | 10 | 0 | 1980-01-01 | 1999-12-31
1424 | Agua Fria 5 | Agua Fria GT5 | 1131 | Salt River Project - AZ | 75000 | 79000 | 4000 | 82 | 82 | 0 | 10 | 10 | 0 | 1980-01-01 | 1999-12-31
1425 | Agua Fria 6 | Agua Fria GT6 | 1132 | Salt River Project - AZ | 75000 | 79000 | 4000 | 82 | 82 | 0 | 10 | 10 | 0 | 1980-01-01 | 1999-12-31
1426 | Coronado 1 | Coronado ST1 | 1153 | Salt River Project - AZ | 365000 | 395000 | 30000 | 31 | 31 | 0 | 10 | 10 | 0 | 1980-01-01 | 1999-12-31
1427 | Coronado 2 | Coronado ST2 | 1154 | Salt River Project - AZ | 350000 | 365000 | 15000 | 31 | 31 | 0 | 10 | 10 | 0 | 1980-01-01 | 1999-12-31
1435 | Kyrene KY4 | Kyrene GT4 | 1178 | Salt River Project - AZ | 69000 | 63000 | -6000 | 82 | 82 | 0 | 10 | 10 | 0 | 1980-01-01 | 1999-12-31
1436 | Kyrene KY5 | Kyrene GT5 | 1179 | Salt River Project - AZ | 61000 | 61000 | 0 | 82 | 82 | 0 | 10 | 10 | 0 | 1980-01-01 | 1999-12-31
1437 | Kyrene KY6 | Kyrene GT6 | 1180 | Salt River Project - AZ | 60000 | 60000 | 0 | 82 | 82 | 0 | 10 | 10 | 0 | 1980-01-01 | 1999-12-31
1440 | Navajo 1 | Navajo ST1 | 1188 | Salt River Project - AZ | 750000 | 750000 | 0 | 31 | 31 | 0 | 10 | 10 | 0 | 1980-01-01 | 1999-12-31
1441 | Navajo 2 | Navajo ST2 | 1189 | Salt River Project - AZ | 750000 | 750000 | 0 | 31 | 31 | 0 | 10 | 10 | 0 | 1980-01-01 | 1999-12-31
1442 | Navajo 3 | Navajo ST3 | 1190 | Salt River Project - AZ | 750000 | 750000 | 0 | 31 | 31 | 0 | 10 | 10 | 0 | 1980-01-01 | 1999-12-31
1444 | Santan 1 | Santan CC1 | 1217 | Salt River Project - AZ | 87000 | 86000 | -1000 | 74 | 74 | 0 | 10 | 10 | 0 | 1980-01-01 | 1999-12-31
1445 | Santan 2 | Santan CC2 | 1218 | Salt River Project - AZ | 85000 | 81000 | -4000 | 74 | 74 | 0 | 10 | 10 | 0 | 1980-01-01 | 1999-12-31
1446 | Santan 3 | Santan CC3 | 1219 | Salt River Project - AZ | 91000 | 85000 | -6000 | 74 | 74 | 0 | 10 | 10 | 0 | 1980-01-01 | 1999-12-31
1447 | Santan 4 | Santan CC4 | 1220 | Salt River Project - AZ | 88000 | 85000 | -3000 | 74 | 74 | 0 | 10 | 10 | 0 | 1980-01-01 | 1999-12-31
1453 | Division 1 | Division GT | 471 | San Diego Gas & Electric Compa | 19000 | 17000 | -2000 | 42 | 42 | 0 | 3 | 3 | 0 | 1980-01-01 | 1999-12-31
1459 | Encina 5 | Encina ST5 | 496 | San Diego Gas & Electric Compa | 330000 | 332000 | 2000 | 97 | 97 | 0 | 3 | 3 | 0 | 1980-01-01 | 1999-12-31
1463 | Kearny 1 | Kearny GT1 | 564 | San Diego Gas & Electric Compa | 20000 | 17000 | -3000 | 111 | 111 | 0 | 3 | 3 | 0 | 1980-01-01 | 1999-12-31
1468 | Naval Training Ctr 1 | Naval Training Ctr GT | 650 | San Diego Gas & Electric Compa | 20000 | 16000 | -4000 | 111 | 111 | 0 | 3 | 3 | 0 | 1980-01-01 | 1999-12-31
1469 | North Island 1 | North Island GT1 | 651 | San Diego Gas & Electric Compa | 22000 | 21000 | -1000 | 111 | 111 | 0 | 3 | 3 | 0 | 1980-01-01 | 1999-12-31
1470 | North Island 2 | North Island GT2 | 652 | San Diego Gas & Electric Compa | 22000 | 24100 | 2100 | 111 | 111 | 0 | 3 | 3 | 0 | 1980-01-01 | 1999-12-31
1473 | South Bay 3 | South Bay ST3 | 794 | San Diego Gas & Electric Compa | 175000 | 176000 | 1000 | 97 | 97 | 0 | 3 | 3 | 0 | 1980-01-01 | 1999-12-31
1475 | South Bay GT1 | South Bay GT | 796 | San Diego Gas & Electric Compa | 22000 | 18000 | -4000 | 111 | 111 | 0 | 3 | 3 | 0 | 1980-01-01 | 1999-12-31
1476.1 | Yuma Cogen 1 | Yuma GTCG2 | 1259 | Yuma Cogen Assoc |  | 17000 | 0 |  | 82 | 0 | 10 | 10 | 0 |  | 1999-12-31
1486 | Gianera 1 | Gianera GT1 | 158 | Santa Clara CA, City of | 25000 | 25000 | 0 | 100 | 100 | 0 | 2 | 2 | 0 | 1980-01-01 | 1999-12-31
1487 | Gianera 2 | Gianera GT2 | 159 | Santa Clara CA, City of | 25000 | 25000 | 0 | 100 | 100 | 0 | 2 | 2 | 0 | 1980-01-01 | 1999-12-31
1490 | Santa Clara Cogen 1 | Santa Clara GTCG1 | 281 | Santa Clara CA, City of | 3000 | 2600 | -400 | 91 | 91 | 0 | 2 | 2 | 0 | 1980-01-01 | 1999-12-31
1491 | Santa Clara Cogen 2 | Santa Clara GTCG2 | 282 | Santa Clara CA, City of | 3000 | 2600 | -400 | 91 | 91 | 0 | 2 | 2 | 0 | 1980-01-01 | 1999-12-31
1520 | Amor II | Empire | 1343 | Sierra Pacific Power Company - | 3000 | 3000 | 0 | 4 | 4 | 0 | 12 | 12 | 0 | 1980-01-01 | 1999-12-31
1521 | Battle Mtn 1 | Battle Mtn IC1 | 1344 | Sierra Pacific Power Company - | 2000 | 1800 | -200 | 42 | 42 | 0 | 12 | 12 | 0 | 1980-01-01 | 1999-12-31
1522 | Battle Mtn 2 | Battle Mtn IC2 | 1345 | Sierra Pacific Power Company - | 2000 | 1800 | -200 | 42 | 42 | 0 | 12 | 12 | 0 | 1980-01-01 | 1999-12-31
1523 | Battle Mtn 3 | Battle Mtn IC3 | 1346 | Sierra Pacific Power Company - | 2000 | 1800 | -200 | 42 | 42 | 0 | 12 | 12 | 0 | 1980-01-01 | 1999-12-31
1524 | Battle Mtn 4 | Battle Mtn IC4 | 1347 | Sierra Pacific Power Company - | 2000 | 1800 | -200 | 42 | 42 | 0 | 12 | 12 | 0 | 1980-01-01 | 1999-12-31
1525 | Bradys Power Part 1 | Brady's Power | 1349 | Sierra Pacific Power Company - | 20000 | 20700 | 700 | 4 | 4 | 0 | 12 | 12 | 0 | 1980-01-01 | 1999-12-31
1526 | Brunswick 1 | Brunswick IC1 | 1350 | Sierra Pacific Power Company - | 2000 | 1800 | -200 | 42 | 42 | 0 | 12 | 12 | 0 | 1980-01-01 | 1999-12-31
1527 | Brunswick 2 | Brunswick IC2 | 1351 | Sierra Pacific Power Company - | 2000 | 1800 | -200 | 42 | 42 | 0 | 12 | 12 | 0 | 1980-01-01 | 1999-12-31
1528 | Brunswick 3 | Brunswick IC3 | 1352 | Sierra Pacific Power Company - | 2000 | 1800 | -200 | 42 | 42 | 0 | 12 | 12 | 0 | 1980-01-01 | 1999-12-31
1529 | Desert Peak 1 | Desert Peak | 1354 | Sierra Pacific Power Company - | 10000 | 10200 | 200 | 4 | 4 | 0 | 12 | 12 | 0 | 1980-01-01 | 1999-12-31
1531 | Fallon 1 | Fallon IC | 1355 | Sierra Pacific Power Company - | 1800 | 1700 | -100 | 83 | 83 | 0 | 12 | 12 | 0 | 1980-01-01 | 1999-12-31
1532 | Far West 1 | Steamboat 1 | 1356 | Sierra Pacific Power Company - | 5000 | 5800 | 800 | 4 | 4 | 0 | 12 | 12 | 0 | 1980-01-01 | 1999-12-31
1533 | Far West 1A | Steamboat 1A | 1357 | Sierra Pacific Power Company - | 2000 | 2600 | 600 | 4 | 4 | 0 | 12 | 12 | 0 | 1980-01-01 | 1999-12-31
1534 | Far West II | Steamboat II | 1358 | Sierra Pacific Power Company - | 13000 | 16600 | 3600 | 4 | 4 | 0 | 12 | 12 | 0 | 1980-01-01 | 1999-12-31
1535 | Far West III | Steamboat III | 1359 | Sierra Pacific Power Company - | 13000 | 17100 | 4100 | 4 | 4 | 0 | 12 | 12 | 0 | 1980-01-01 | 1999-12-31
1541 | Gabbs 1 | Gabbs IC1 | 1362 | Sierra Pacific Power Company - | 2750 | 2750 | 0 | 42 | 42 | 0 | 12 | 12 | 0 | 1980-01-01 | 1999-12-31
1542 | Gabbs 2 | Gabbs IC2 | 1363 | Sierra Pacific Power Company - | 2750 | 2750 | 0 | 42 | 42 | 0 | 12 | 12 | 0 | 1980-01-01 | 1999-12-31
1543 | Kings Beach 1 | Kings Beach IC1 | 1364 | Sierra Pacific Power Company - | 2750 | 2600 | -150 | 42 | 42 | 0 | 2 | 12 | 1 | 1980-01-01 | 1999-12-31
1544 | Kings Beach 2 | Kings Beach IC2 | 1365 | Sierra Pacific Power Company - | 2750 | 2600 | -150 | 42 | 42 | 0 | 2 | 12 | 1 | 1980-01-01 | 1999-12-31
1545 | Kings Beach 3 | Kings Beach IC3 | 1366 | Sierra Pacific Power Company - | 2750 | 2600 | -150 | 42 | 42 | 0 | 2 | 12 | 1 | 1980-01-01 | 1999-12-31
1546 | Kings Beach 4 | Kings Beach IC4 | 1367 | Sierra Pacific Power Company - | 2750 | 2600 | -150 | 42 | 42 | 0 | 2 | 12 | 1 | 1980-01-01 | 1999-12-31
1547 | Kings Beach 5 | Kings Beach IC5 | 1368 | Sierra Pacific Power Company - | 2750 | 2600 | -150 | 42 | 42 | 0 | 2 | 12 | 1 | 1980-01-01 | 1999-12-31
1548 | Kings Beach 6 | Kings Beach IC6 | 1369 | Sierra Pacific Power Company - | 2750 | 2600 | -150 | 42 | 42 | 0 | 2 | 12 | 1 | 1980-01-01 | 1999-12-31
1552 | Ormat-Soda Lake 1 | Soda Lake I & II | 1370 | Sierra Pacific Power Company - | 3000 | 19200 | 3200 | 4 | 4 | 0 | 12 | 12 | 0 | 1980-01-01 | 1999-12-31
1553 | Ormat-Soda Lake 2 | included | 1371 | Sierra Pacific Power Company - | 13000 |  | 0 | 4 | 4 | 0 | 12 | 12 | 0 | 1980-01-01 | 1999-12-31
1555 | Portola 1 | Portola IC1 | 1373 | Sierra Pacific Power Company - | 2000 | 1800 | -200 | 42 | 42 | 0 | 2 | 12 | 1 | 1980-01-01 | 1999-12-31
1556 | Portola 2 | Portola IC2 | 1374 | Sierra Pacific Power Company - | 2000 | 1800 | -200 | 42 | 42 | 0 | 2 | 12 | 1 | 1980-01-01 | 1999-12-31
1557 | Portola 3 | Portola IC3 | 1375 | Sierra Pacific Power Company - | 2000 | 1800 | -200 | 42 | 42 | 0 | 2 | 12 | 1 | 1980-01-01 | 1999-12-31
1558 | SPI 1 | SPI Loyalton | 1377 | Sierra Pacific Power Company - | 10000 | 14900 | 4900 | 7 | 7 | 0 | 2 | 12 | 1 | 1980-01-01 | 1999-12-31
1559 | Stillwater Geotherm 1 | Stillwater I | 1379 | Sierra Pacific Power Company - | 13000 | 14500 | 1500 | 4 | 4 | 0 | 12 | 12 | 0 | 1980-01-01 | 1999-12-31
1560 | TADS 1 | TADS 1 | 1380 | Sierra Pacific Power Company - | 1000 | 900 | -100 | 4 | 4 | 0 | 12 | 12 | 0 | 1980-01-01 | 1999-12-31
1561 | TADS 2 | TADS 2 | 1381 | Sierra Pacific Power Company - | 1000 | 900 | -100 | 4 | 4 | 0 | 12 | 12 | 0 | 1980-01-01 | 1999-12-31
1564 | Tracy 4 | Clark Mtn GT4 | 1383 | Sierra Pacific Power Company - | 83000 | 83000 | 0 | 83 | 83 | 0 | 12 | 12 | 0 | 1980-01-01 | 1999-12-31
1565 | Tracy GT1 | Clark Mtn GT1 | 1384 | Sierra Pacific Power Company - | 11000 | 11000 | 0 | 42 | 42 | 0 | 12 | 12 | 0 | 1980-01-01 | 1999-12-31
1566 | Tracy GT2 | Clark Mtn GT2 | 1385 | Sierra Pacific Power Company - | 11000 | 11000 | 0 | 42 | 42 | 0 | 12 | 12 | 0 | 1980-01-01 | 1999-12-31
1567 | Tracy GT3 | Clark Mtn GT3 | 1386 | Sierra Pacific Power Company - | 83000 | 84000 | 1000 | 83 | 83 | 0 | 12 | 12 | 0 | 1980-01-01 | 1999-12-31
1570 | Valley Road 1 | Valley Road IC1 | 1395 | Sierra Pacific Power Company - | 2000 | 1800 | -200 | 42 | 42 | 0 | 12 | 12 | 0 | 1980-01-01 | 1999-12-31
1571 | Valley Road 2 | Valley Road IC2 | 1396 | Sierra Pacific Power Company - | 2000 | 1800 | -200 | 42 | 42 | 0 | 12 | 12 | 0 | 1980-01-01 | 1999-12-31
1572 | Valley Road 3 | Valley Road IC3 | 1397 | Sierra Pacific Power Company - | 2000 | 1800 | -200 | 42 | 42 | 0 | 12 | 12 | 0 | 1980-01-01 | 1999-12-31
1573 | Valmy 1 | Valmy ST1 | 1398 | Sierra Pacific Power Company - | 258000 | 258000 | 0 | 33 | 33 | 0 | 12 | 12 | 0 | 1980-01-01 | 1999-12-31
1574 | Valmy 2 | Valmy ST2 | 1399 | Sierra Pacific Power Company - | 274000 | 274000 | 0 | 33 | 33 | 0 | 12 | 12 | 0 | 1980-01-01 | 1999-12-31
1579 | Yankee Caithness 1 | Steamboat Hills | 1401 | Sierra Pacific Power Company - | 12000 | 11600 | -400 | 4 | 4 | 0 | 12 | 12 | 0 | 1980-01-01 | 1999-12-31
1583 | AES Placerita 1 | AES Placerita CCCG | 344 | Southern California Edison Com | 100000 | 108300 | 8300 | 97 | 97 | 0 | 3 | 3 | 0 | 1980-01-01 | 1999-12-31
1587 | Alamitos 4 | AES Alamitos ST4 | 350 | Southern California Edison Com | 320000 | 320000 | 0 | 97 | 97 | 0 | 3 | 3 | 0 | 1980-01-01 | 1999-12-31
1589 | Alamitos 6 | AES Alamitos ST6 | 352 | Southern California Edison Com | 480000 | 481000 | 1000 | 97 | 97 | 0 | 3 | 3 | 0 | 1980-01-01 | 1999-12-31
1632 | Alta Power 3 CC -- 3A/3B/3C | Alta Power Gen CC3 | 362 | Reliant Energy | 256000 | 245000 | -11000 | 97 | 97 | 0 | 3 | 3 | 0 | 1980-01-01 | 1999-12-31
1633 | Alta Power 4 CC -- 4A/4B/4/C | Alta Power Gen CC4 | 363 | Reliant Energy | 256000 | 245000 | -11000 | 97 | 97 | 0 | 3 | 3 | 0 | 1980-01-01 | 1999-12-31
1636 | El Segundo 3 | El Segundo Power ST3 | 484 | Southern California Edison Com | 335000 | 337000 | 2000 | 97 | 97 | 0 | 3 | 3 | 0 | 1980-01-01 | 1999-12-31
1637 | El Segundo 4 | El Segundo Power ST4 | 485 | Southern California Edison Com | 335000 | 335000 | 0 | 97 | 97 | 0 | 3 | 3 | 0 | 1980-01-01 | 1999-12-31
1641 | Mountain Vista 3 | Mountain Vista ST3 | 642 | Reliant Energy | 320000 | 320000 | 0 | 97 | 97 | 0 | 3 | 3 | 0 | 1980-01-01 | 1999-12-31
1642 | Mountain Vista 4 | Mountain Vista ST4 | 643 | Reliant Energy | 320000 | 320000 | 0 | 97 | 97 | 0 | 3 | 3 | 0 | 1980-01-01 | 1999-12-31
1650 | Huntington Beach 1 | AES Huntington Beach ST1 | 552 | Southern California Edison Com | 215000 | 215000 | 0 | 97 | 97 | 0 | 3 | 3 | 0 | 1980-01-01 | 1999-12-31
1651 | Huntington Beach 2 | AES Huntington Beach ST2 | 553 | Southern California Edison Com | 215000 | 215000 | 0 | 97 | 97 | 0 | 3 | 3 | 0 | 1980-01-01 | 1999-12-31
1664 | Kern River Cogen Co 1 | Kern River GTCG1 | 570 | Southern California Edison Com | 257000 | 56800 | 29800 | 97 | 97 | 0 | 3 | 3 | 0 | 1980-01-01 | 1999-12-31
1664.1 | Kern River Cogen Co 1 | Kern River GTCG2 | 571 | Kern River Cogeneration |  | 56800 | 0 |  | 97 | 0 | 3 | 3 | 0 |  | 1999-12-31
1664.2 | Kern River Cogen Co 1 | Kern River GTCG3 | 572 | Kern River Cogeneration |  | 56800 | 0 |  | 97 | 0 | 3 | 3 | 0 |  | 1999-12-31
1664.3 | Kern River Cogen Co 1 | Kern River GTCG4 | 573 | Kern River Cogeneration |  | 56800 | 0 |  | 97 | 0 | 3 | 3 | 0 |  | 1999-12-31
1665 | Long Beach 8 CC -- 8+CT1-CT4 | Long Beach Gen CC8 | 595 | Southern California Edison Com | 320000 | 320000 | 0 | 97 | 97 | 0 | 3 | 3 | 0 | 1980-01-01 | 1999-12-31
1666 | Long Beach 9 CC -- 9+CT5-CT7 | Long Beach Gen CC9 | 596 | Southern California Edison Com | 240000 | 232000 | -8000 | 97 | 97 | 0 | 3 | 3 | 0 | 1980-01-01 | 1999-12-31
1675 | Ocean Vista 1 | Ocean Vista ST1 | 666 | Reliant Energy | 215000 | 218000 | 3000 | 97 | 97 | 0 | 3 | 3 | 0 | 1980-01-01 | 1999-12-31
1676 | Ocean Vista 2 | Ocean Vista ST2 | 667 | Reliant Energy | 215000 | 215000 | 0 | 97 | 97 | 0 | 3 | 3 | 0 | 1980-01-01 | 1999-12-31
1678 | Midway Sunset Cogen 1 | Midway Sunset GTCG1 | 625 | Southern California Edison Com | 206000 | 68800 | 400 | 97 | 97 | 0 | 3 | 3 | 0 | 1980-01-01 | 1999-12-31
1678.1 | Midway Sunset Cogen 1 | Midway Sunset GTCG2 | 626 | Midway-Sunset Cogeneration |  | 68800 | 0 |  | 97 | 0 | 3 | 3 | 0 |  | 1999-12-31
1678.2 | Midway Sunset Cogen 1 | Midway Sunset GTCG3 | 627 | Midway-Sunset Cogeneration |  | 68800 | 0 |  | 97 | 0 | 3 | 3 | 0 |  | 1999-12-31
1684 | Mohave 1 | Mohave ST1 | 1186 | Southern California Edison Com | 790000 | 790000 | 0 | 33 | 33 | 0 | 10 | 10 | 0 | 1980-01-01 | 1999-12-31
1685 | Mohave 2 | Mohave ST2 | 1187 | Southern California Edison Com | 790000 | 790000 | 0 | 33 | 33 | 0 | 10 | 10 | 0 | 1980-01-01 | 1999-12-31
1697 | Ormond Beach 2 | Ormond Beach Gen ST2 | 682 | Southern California Edison Com | 750000 | 766000 | 16000 | 97 | 97 | 0 | 3 | 3 | 0 | 1980-01-01 | 1999-12-31
1698 | Pebbly Beach 10 | Pebbly Beach IC7-15 | 698 | Southern California Edison Com | 0 | 0 | 0 | 42 | 42 | 0 | 3 | 3 | 0 | 1980-01-01 | 1999-12-31
1699 | Pebbly Beach 12 | included | 699 | Southern California Edison Com | 0 | 0 | 0 | 42 | 42 | 0 | 3 | 3 | 0 | 1980-01-01 | 1999-12-31
1700 | Pebbly Beach 14 | included | 700 | Southern California Edison Com | 0 | 0 | 0 | 42 | 42 | 0 | 3 | 3 | 0 | 1980-01-01 | 1999-12-31
1701 | Pebbly Beach 15 | included | 701 | Southern California Edison Com | 0 | 0 | 0 | 42 | 42 | 0 | 3 | 3 | 0 | 1980-01-01 | 1999-12-31
1702 | Pebbly Beach 7 | included | 702 | Southern California Edison Com | 0 | 0 | 0 | 42 | 42 | 0 | 3 | 3 | 0 | 1980-01-01 | 1999-12-31
1703 | Pebbly Beach 8 | included | 703 | Southern California Edison Com | 0 | 0 | 0 | 42 | 42 | 0 | 3 | 3 | 0 | 1980-01-01 | 1999-12-31
1708 | Redondo Beach 7 | AES Redondo Beach ST7 | 726 | Southern California Edison Com | 480000 | 483000 | 3000 | 97 | 97 | 0 | 3 | 3 | 0 | 1980-01-01 | 1999-12-31
1709 | Redondo Beach 8 | AES Redondo Beach ST8 | 727 | Southern California Edison Com | 480000 | 484000 | 4000 | 97 | 97 | 0 | 3 | 3 | 0 | 1980-01-01 | 1999-12-31
1716 | San Onofre 2 | San Onofre 2 | 760 | Southern California Edison Com | 1070000 | 1081000 | 11000 | 5 | 5 | 0 | 3 | 3 | 0 | 1980-01-01 | 1999-12-31
1717 | San Onofre 3 | San Onofre 3 | 761 | Southern California Edison Com | 1080000 | 1086000 | 6000 | 5 | 5 | 0 | 3 | 3 | 0 | 1980-01-01 | 1999-12-31
1727 | Sycamore Cogen 1 | Sycamore GTCG1 | 811 | Southern California Edison Com | 300000 | 74000 | -4000 | 97 | 97 | 0 | 3 | 3 | 0 | 1980-01-01 | 1999-12-31
1727.1 | Sycamore Cogen 1 | Sycamore GTCG2 | 812 | Sycamore Cogeneration |  | 74000 | 0 |  | 97 | 0 | 3 | 3 | 0 |  | 1999-12-31
1727.2 | Sycamore Cogen 1 | Sycamore GTCG3 | 813 | Sycamore Cogeneration |  | 74000 | 0 |  | 97 | 0 | 3 | 3 | 0 |  | 1999-12-31
1727.3 | Sycamore Cogen 1 | Sycamore GTCG4 | 814 | Sycamore Cogeneration |  | 74000 | 0 |  | 97 | 0 | 3 | 3 | 0 |  | 1999-12-31
1730 | Watson Cogen 1 | Watson GTCG1 | 860 | Southern California Edison Com | 340000 | 61400 | 42600 | 97 | 97 | 0 | 3 | 3 | 0 | 1980-01-01 | 1999-12-31
1730.1 | Watson Cogen 1 | Watson GTCG2 | 861 | ARCO Products |  | 61400 | 0 |  | 97 | 0 | 3 | 3 | 0 |  | 1999-12-31
1730.2 | Watson Cogen 1 | Watson CCCG3 | 862 | ARCO Products |  | 87300 | 0 |  | 97 | 0 | 3 | 3 | 0 |  | 1999-12-31
1730.3 | Watson Cogen 1 | Watson CCCG4 | 863 | ARCO Products |  | 87300 | 0 |  | 97 | 0 | 3 | 3 | 0 |  | 1999-12-31
1736 | Whitehead 1 | Whitehead IC1 | 1337 | Springville UT, City of | 7000 | 7000 | 0 | 104 | 104 | 0 | 11 | 11 | 0 | 1980-01-01 | 1999-12-31
1737 | Whitehead 2 | Whitehead IC2 | 1338 | Springville UT, City of | 7000 | 7000 | 0 | 104 | 104 | 0 | 11 | 11 | 0 | 1980-01-01 | 1999-12-31
1771 | Keephills 1 | Keephills ST1 | 1438 | TransAlta Utilities Corporatio | 392000 | 392000 | 0 | 32 | 32 | 0 | 13 | 13 | 0 | 1980-01-01 | 1999-12-31
1772 | Keephills 2 | Keephills ST2 | 1439 | TransAlta Utilities Corporatio | 393000 | 393000 | 0 | 32 | 32 | 0 | 13 | 13 | 0 | 1980-01-01 | 1999-12-31
1774 | Sundance 1 | Sundance ST1 | 1485 | TransAlta Utilities Corporatio | 293000 | 293000 | 0 | 32 | 32 | 0 | 13 | 13 | 0 | 1980-01-01 | 2001-11-30
1775 | Sundance 2 | Sundance ST2 | 1487 | TransAlta Utilities Corporatio | 294000 | 294000 | 0 | 32 | 32 | 0 | 13 | 13 | 0 | 1980-01-01 | 1999-12-31
1776 | Sundance 3 | Sundance ST3 | 1488 | TransAlta Utilities Corporatio | 371000 | 371000 | 0 | 32 | 32 | 0 | 13 | 13 | 0 | 1980-01-01 | 1999-12-31
1777 | Sundance 4 | Sundance ST4 | 1489 | TransAlta Utilities Corporatio | 371000 | 371000 | 0 | 32 | 32 | 0 | 13 | 13 | 0 | 1980-01-01 | 1999-12-31
1778 | Sundance 5 | Sundance ST5 | 1490 | TransAlta Utilities Corporatio | 371000 | 371000 | 0 | 32 | 32 | 0 | 13 | 13 | 0 | 1980-01-01 | 1999-12-31
1779 | Sundance 6 | Sundance ST6 | 1491 | TransAlta Utilities Corporatio | 380000 | 380000 | 0 | 32 | 32 | 0 | 13 | 13 | 0 | 1980-01-01 | 1999-12-31
1783 | Wabamun 4 | Wabamun ST4 | 1497 | TransAlta Utilities Corporatio | 293000 | 293000 | 0 | 32 | 32 | 0 | 13 | 13 | 0 | 1980-01-01 | 1999-12-31
1784 | Weyerhauser 1 | Drayton Valley (Weyerhaeuser) | 1498 | TransAlta Utilities Corporatio | 10500 | 12000 | 1500 | 7 | 7 | 0 | 13 | 13 | 0 | 1980-01-01 | 1999-12-31
1785 | Whitecourt Power 1 | Whitecourt Power | 1499 | TransAlta Utilities Corporatio | 21000 | 24000 | 3000 | 7 | 7 | 0 | 13 | 13 | 0 | 1980-01-01 | 1999-12-31
1786 | Trinidad 4 | Trinidad ST4 | 1072 | Trinidad CO, City of | 3000 | 2900 | -100 | 105 | 105 | 0 | 8 | 8 | 0 | 1980-01-01 | 1999-12-31
1788 | Craig 1 | Craig ST1 | 998 | Tri-State Generation & Transmi | 428000 | 428000 | 0 | 36 | 36 | 0 | 8 | 8 | 0 | 1980-01-01 | 1999-12-31
1789 | Craig 2 | Craig ST2 | 999 | Tri-State Generation & Transmi | 428000 | 428000 | 0 | 36 | 36 | 0 | 8 | 8 | 0 | 1980-01-01 | 1999-12-31
1790 | Craig 3 | Craig ST3 | 1000 | Tri-State Generation & Transmi | 408000 | 408000 | 0 | 36 | 36 | 0 | 8 | 8 | 0 | 1980-01-01 | 1999-12-31
1791 | Nucla 1 | Nucla ST1 | 1039 | Tri-State Generation & Transmi | 12000 | 12000 | 0 | 36 | 36 | 0 | 8 | 8 | 0 | 1980-01-01 | 1999-12-31
1792 | Nucla 2 | Nucla ST2 | 1040 | Tri-State Generation & Transmi | 12000 | 12000 | 0 | 36 | 36 | 0 | 8 | 8 | 0 | 1980-01-01 | 1999-12-31
1793 | Nucla 3 | Nucla ST3 | 1041 | Tri-State Generation & Transmi | 12000 | 12000 | 0 | 36 | 36 | 0 | 8 | 8 | 0 | 1980-01-01 | 1999-12-31
1794 | Nucla 4 | Nucla ST4 | 1042 | Tri-State Generation & Transmi | 64000 | 64000 | 0 | 36 | 36 | 0 | 8 | 8 | 0 | 1980-01-01 | 1999-12-31
1799 | Irvington GT1 | Irvington GT1 | 1174 | Tucson Electric Power Company | 24000 | 24000 | 0 | 82 | 82 | 0 | 10 | 10 | 0 | 1980-01-01 | 1999-12-31
1800 | Irvington GT2 | Irvington GT2 | 1175 | Tucson Electric Power Company | 25000 | 25000 | 0 | 82 | 82 | 0 | 10 | 10 | 0 | 1980-01-01 | 1999-12-31
1802 | North Loop 1 | North Loop GT1 | 1191 | Tucson Electric Power Company | 25000 | 25000 | 0 | 82 | 82 | 0 | 10 | 10 | 0 | 1980-01-01 | 1999-12-31
1803 | North Loop 2 | North Loop GT2 | 1192 | Tucson Electric Power Company | 25000 | 25000 | 0 | 82 | 82 | 0 | 10 | 10 | 0 | 1980-01-01 | 1999-12-31
1804 | North Loop 3 | North Loop GT3 | 1193 | Tucson Electric Power Company | 23000 | 23000 | 0 | 82 | 82 | 0 | 10 | 10 | 0 | 1980-01-01 | 1999-12-31
1805 | Springerville 1 | Springerville ST1 | 1223 | Tucson Electric Power Company | 400000 | 400000 | 0 | 31 | 31 | 0 | 10 | 10 | 0 | 1980-01-01 | 1999-12-31
1806 | Springerville 2 | Springerville ST2 | 1224 | Tucson Electric Power Company | 400000 | 400000 | 0 | 31 | 31 | 0 | 10 | 10 | 0 | 1980-01-01 | 1999-12-31
1807 | Almond Power Plant 1 | Almond CC | 90 | Turlock Irrigation District - | 49000 | 49000 | 0 | 91 | 91 | 0 | 2 | 2 | 0 | 1980-01-01 | 1999-12-31
1820 | Walnut 1 | Walnut GT1 | 320 | Turlock Irrigation District - | 24000 | 25000 | 1000 | 100 | 100 | 0 | 2 | 2 | 0 | 1980-01-01 | 1999-12-31
1821 | Walnut 2 | Walnut GT2 | 321 | Turlock Irrigation District - | 24000 | 25000 | 1000 | 100 | 100 | 0 | 2 | 2 | 0 | 1980-01-01 | 1999-12-31
1986 | Vernon VER1 | Vernon IC1 | 850 | Vernon CA, City of | 4200 | 4200 | 0 | 42 | 42 | 0 | 3 | 3 | 0 | 1980-01-01 | 1999-12-31
1987 | Vernon VER2 | Vernon IC2 | 851 | Vernon CA, City of | 4200 | 4200 | 0 | 42 | 42 | 0 | 3 | 3 | 0 | 1980-01-01 | 1999-12-31
1988 | Vernon VER3 | Vernon IC3 | 852 | Vernon CA, City of | 4200 | 4200 | 0 | 42 | 42 | 0 | 3 | 3 | 0 | 1980-01-01 | 1999-12-31
1989 | Vernon VER4 | Vernon IC4 | 853 | Vernon CA, City of | 4200 | 4200 | 0 | 42 | 42 | 0 | 3 | 3 | 0 | 1980-01-01 | 1999-12-31
1990 | Vernon VER5 | Vernon IC5 | 854 | Vernon CA, City of | 4200 | 4200 | 0 | 42 | 42 | 0 | 3 | 3 | 0 | 1980-01-01 | 1999-12-31
1991 | Vernon VER6 | Vernon GT6 | 855 | Vernon CA, City of | 5400 | 5900 | 500 | 111 | 111 | 0 | 3 | 3 | 0 | 1980-01-01 | 1999-12-31
1992 | Vernon VER7 | Vernon GT7 | 856 | Vernon CA, City of | 5400 | 5900 | 500 | 111 | 111 | 0 | 3 | 3 | 0 | 1980-01-01 | 1999-12-31
1994 | WNP 2 | WNP 2 | 86 | Washington Public Power Supply | 1170000 | 1170000 | 0 | 5 | 5 | 0 | 1 | 1 | 0 | 1980-01-01 | 1999-12-31
2004 | Kettle Falls 1 | Kettle Falls | 44 | Washington Water Power Company | 48000 | 38400 | -9600 | 7 | 7 | 0 | 1 | 1 | 0 | 1980-01-01 | 1999-12-31
2032 | Potlatch Corp 1-4 | Potlatch 1-4 | 60 | Washington Water Power Company | 59000 | 101900 | 42900 | 7 | 7 | 0 | 1 | 1 | 0 | 1980-01-01 | 1999-12-31
2058 | W N Clark 1 | W N Clark 1 | 1078 | West Plains Energy | 17000 | 17000 | 0 | 36 | 36 | 0 | 8 | 8 | 0 | 1980-01-01 | 1999-12-31
2059 | W N Clark 2 | W N Clark 2 | 1079 | West Plains Energy | 24000 | 24000 | 0 | 36 | 36 | 0 | 8 | 8 | 0 | 1980-01-01 | 1999-12-31
2145 | Boundary GT | standby | 11 | Seattle City Light | 800 | 0 | -800 | 42 | 42 | 0 | 1 | 1 | 0 | 1980-01-01 | 1999-12-31
2146 | Canadian Occidental Balzac plant | Balzac GTCG | 1403 | PanCanadian Petroleum + Canadi | 106000 | 106000 | 0 | 71 | 71 | 0 | 13 | 13 | 0 | 2001-07-01 | 2001-12-01
2153 | Delta-Person Project (Albuquerque) | Delta-Person GT | 1089 | Delta Energy+John Hancock Life | 140000 | 140000 | 0 | 84 | 84 | 0 | 9 | 9 | 0 | 2000-05-01 | 2000-07-01
2163 | Frederickson 1 | Frederickson GT1 | 28 | Puget Sound Energy - WA | 84600 | 89000 | 4400 | 103 | 103 | 0 | 1 | 1 | 0 | 1980-01-01 | 1999-12-31
2164 | Frederickson 2 | Frederickson GT2 | 29 | Puget Sound Energy - WA | 84600 | 89000 | 4400 | 103 | 103 | 0 | 1 | 1 | 0 | 1980-01-01 | 1999-12-31
2165 | Fredonia 1 | Fredonia GT1 | 31 | Puget Sound Energy - WA | 123636 | 123600 | -36 | 103 | 103 | 0 | 1 | 1 | 0 | 1980-01-01 | 1999-12-31
2166 | Fredonia 2 | Fredonia GT2 | 32 | Puget Sound Energy - WA | 123636 | 123600 | -36 | 103 | 103 | 0 | 1 | 1 | 0 | 1980-01-01 | 1999-12-31
2171 | Joffre Cogen Project | Joffre CCCG | 1437 | ATCO+EPCOR+NOVAChemicals | 416000 | 474000 | 58000 | 71 | 71 | 0 | 13 | 13 | 0 | 2000-01-01 | 2000-04-15
2174.1 | La Paloma | La Paloma CC2 | 580 | PG&E NEG |  | 262000 | 0 |  | 97 | 0 | 3 | 3 | 0 |  | 2003-02-28
2174.2 | La Paloma | La Paloma CC3 | 581 | PG&E NEG |  | 262000 | 0 |  | 97 | 0 | 3 | 3 | 0 |  | 2003-01-10
2174.3 | La Paloma | La Paloma CC4 | 582 | PG&E NEG |  | 262000 | 0 |  | 97 | 0 | 3 | 3 | 0 |  | 2003-02-28
2175 | McMahon Cogen Plant at Taylor BC | McMahon GTCG1 | 883 | Westcoast Energy (selling to T | 117000 | 50000 | -17000 | 71 | 71 | 0 | 4 | 4 | 0 | 1980-01-01 | 1999-12-31
2175.1 | McMahon Cogen Plant at Taylor BC | McMahon GTCG2 | 884 | ATCO/Westcoast |  | 50000 | 0 |  | 71 | 0 | 4 | 4 | 0 |  | 1999-12-31
2179 | Primrose Cogeneration | Primrose GT | 1464 | ATCO Power (IPP) | 85000 | 64000 | -21000 | 102 | 102 | 0 | 13 | 13 | 0 | 1999-06-30 | 1999-12-31
2180 | Rainbow Lake (ATCO Power) | Rainbow Lake GTCG1 | 1470 | ATCO | 43000 | 22000 | -21000 | 102 | 102 | 0 | 13 | 13 | 0 | 1999-06-30 | 1999-12-31
2182 | Redwater cogeneration plant | Redwater GTCG | 1474 | TransCanada | 40000 | 40000 | 0 | 71 | 71 | 0 | 13 | 13 | 0 | 2001-11-01 | 2001-12-01
2183 | Salton Sea 5 | Salton Sea 5 | 753 | CalEnergy | 49000 | 41000 | -8000 | 4 | 4 | 0 | 3 | 3 | 0 | 2000-05-01 | 2000-06-01
2184 | South Point Power Plant | South Point CC | 1222 | Calpine | 540000 | 540000 | 0 | 74 | 74 | 0 | 10 | 10 | 0 | 2001-04-01 | 2001-06-07
2187.1 | Sunrise Cogen Power Project | Sunrise GTCG2 | 810 | Mission Energy/Texaco |  | 168900 | 0 |  | 97 | 0 | 3 | 3 | 0 |  | 2001-06-07
2188 | Sutter Power Project | Sutter CC | 308 | Calpine | 530000 | 546000 | 16000 | 91 | 91 | 0 | 2 | 2 | 0 | 2001-07-01 | 2001-05-04
2189 | Taylor Hydroelectric Plant | Taylor Coulee Chute | 1493 | Canadian Hydro + EPCOR | 12750 | 12500 | -250 | 1 | 1 | 0 | 13 | 13 | 0 | 2000-09-15 | 2000-04-27
2191 | Los Medanos Energy | Los Medanos CC | 195 | Los Medanos Energy | 500000 | 555000 | 55000 | 91 | 91 | 0 | 2 | 2 | 0 | 2001-04-01 | 2001-06-09
2193 | Whitehorn 2 | Whitehorn GT2 | 84 | Puget Sound Energy - WA | 88879 | 88900 | 21 | 103 | 103 | 0 | 1 | 1 | 0 | 1980-01-01 | 1999-12-31
2194 | Whitehorn 3 | Whitehorn GT3 | 85 | Puget Sound Energy - WA | 88879 | 88900 | 21 | 103 | 103 | 0 | 1 | 1 | 0 | 1980-01-01 | 1999-12-31
2196 | Oldman Dam | Oldman | 1460 | Oldman Dam | 25000 | 32000 | 7000 | 1 | 1 | 0 | 13 | 13 | 0 | 2001-07-01 | 2003-05-15
2198 | AL RESOURCES COALINGA | Coalinga CF GTCG1 | 345 | AERA | 8500 | 1100 | -400 | 97 | 97 | 0 | 3 | 3 | 0 | 1980-01-01 | 1999-12-31
2198.1 | AL RESOURCES COALINGA | Coalinga 25D GTCG2 | 431 | Chevron USA |  | 1400 | 0 |  | 97 | 0 | 3 | 3 | 0 |  | 1999-12-31
2198.2 | AL RESOURCES COALINGA | Coalinga 25D GTCG3 | 432 | Chevron USA |  | 1400 | 0 |  | 97 | 0 | 3 | 3 | 0 |  | 1999-12-31
2198.3 | AL RESOURCES COALINGA | Coalinga 25D GTCG4 | 433 | Chevron USA |  | 1400 | 0 |  | 97 | 0 | 3 | 3 | 0 |  | 1999-12-31
2198.4 | AL RESOURCES COALINGA | Coalinga 6C GTCG1 | 434 | Chevron USA |  | 1400 | 0 |  | 97 | 0 | 3 | 3 | 0 |  | 1999-12-31
2198.5 | AL RESOURCES COALINGA | Coalinga 6C GTCG2 | 435 | Chevron USA |  | 1400 | 0 |  | 97 | 0 | 3 | 3 | 0 |  | 1999-12-31
2206 | AMEDEE GEO VENTURE I | Amedee | 92 | AMEDEE GEOTHERMAL VENTURE 1 | 1600 | 1300 | -300 | 4 | 4 | 0 | 2 | 2 | 0 | 1980-01-01 | 1999-12-31
2208 | AMERICAN MCGAW#2 | American McGaw CCCG | 365 | AMERICAN MC GAW | 6100 | 6500 | 400 | 97 | 97 | 0 | 3 | 3 | 0 | 1980-01-01 | 1999-12-31
2209 | ANDERSON LITOGRAPH | Anderson Lithograph CCCG | 367 |  | 5000 | 3800 | -1200 | 97 | 97 | 0 | 3 | 3 | 0 | 1980-01-01 | 1999-12-31
2212 | ARCO O&G FEE-A | ARCO Fee A GTCG1 | 370 | ARCO | 7450 | 3300 | -850 | 97 | 97 | 0 | 3 | 3 | 0 | 1980-01-01 | 1999-12-31
2212.1 | ARCO O&G FEE-A | ARCO Fee A GTCG2 | 371 | ARCO |  | 3300 | 0 |  | 97 | 0 | 3 | 3 | 0 |  | 1999-12-31
2213 | ARCO O&G FEE-B | ARCO Fee B GCGT | 372 | ARCO | 3725 | 3400 | -325 | 97 | 97 | 0 | 3 | 3 | 0 | 1980-01-01 | 1999-12-31
2214 | ARCO O&G FEE-C | ARCO Fee C GTCG1 | 373 | ARCO | 7450 | 3300 | -850 | 97 | 97 | 0 | 3 | 3 | 0 | 1980-01-01 | 1999-12-31
2214.1 | ARCO O&G FEE-C | ARCO Fee C GTCG2 | 374 | ARCO |  | 3300 | 0 |  | 97 | 0 | 3 | 3 | 0 |  | 1999-12-31
2215 | ARCO O&G OXFORD | ARCO Oxford GTCG | 375 | ARCO | 5200 | 5000 | -200 | 97 | 97 | 0 | 3 | 3 | 0 | 1980-01-01 | 1999-12-31
2217 | ARGUS | Argus CLCG1 | 378 | NORTH AMERICAN CHEMICAL CO | 62500 | 31000 | -500 | 27 | 27 | 0 | 3 | 3 | 0 | 1980-01-01 | 1999-12-31
2217.1 | ARGUS | Argus CLCG2 | 379 | IMC Chemicals |  | 31000 | 0 |  | 27 | 0 | 3 | 3 | 0 |  | 1999-12-31
2219 | BADGER CREEK LTD | Badger Creek GTCG | 382 | BADGER CREEK LIMITED | 48094 | 45200 | -2894 | 97 | 97 | 0 | 3 | 3 | 0 | 1980-01-01 | 1999-12-31
2222 | BEAR MTN LTD | Bear Mountain GTCG | 383 | BEAR MOUNTAIN LIMITED | 48094 | 47900 | -194 | 97 | 97 | 0 | 3 | 3 | 0 | 1980-01-01 | 1999-12-31
2223 | BERRY COGEN MIDWAY SUNSET | Berry GTCG | 384 | Berry Petroleum Co. | 38000 | 37100 | -900 | 97 | 97 | 0 | 3 | 3 | 0 | 1980-01-01 | 1999-12-31
2224 | BERRY PETRO CO | Monarch GTCG1 | 385 |  | 17000 | 7900 | -1200 | 97 | 97 | 0 | 3 | 3 | 0 | 1980-01-01 | 1999-12-31
2224.1 | BERRY PETRO CO | Monarch GTCG2 | 386 | Monarch Cogeneration |  | 7900 | 0 |  | 97 | 0 | 3 | 3 | 0 |  | 1999-12-31
2227 | BIG VALLEY LUMBER CO | Big Valley | 93 | BIG VALLEY LUMBER | 5000 | 3200 | -1800 | 7 | 7 | 0 | 2 | 2 | 0 | 1980-01-01 | 1999-12-31
2228 | BIOGEN POWER I | Biogen Power | 387 | BIOGEN POWER COMPANY | 16000 | 11200 | -4800 | 7 | 7 | 0 | 3 | 3 | 0 | 1980-01-01 | 1999-12-31
2232 | BORON #1 | US Borax GTCG | 392 | U.S. BORAX AND CHEMICAL CO | 45000 | 29300 | -15700 | 97 | 97 | 0 | 3 | 3 | 0 | 1980-01-01 | 1999-12-31
2237 | BURNEY FOREST PRODUCTS | Burney Forest Prod | 96 | BURNEY FOREST PRODUCTS | 31000 | 28400 | -2600 | 7 | 7 | 0 | 2 | 2 | 0 | 1980-01-01 | 1999-12-31
2238 | BYRON POWER CO | Byron Power GTCG | 97 | FAYETTE KALINA | 6500 | 6500 | 0 | 91 | 91 | 0 | 2 | 2 | 0 | 1980-01-01 | 1999-12-31
2239 | C&H SUGAR | C & H Sugar GTCG | 98 |  | 16250 | 12400 | -3850 | 91 | 91 | 0 | 2 | 2 | 0 | 1980-01-01 | 1999-12-31
2241 | CAL RES N MIDWAY SUNSET | North Midway GTCG3 | 400 | AERA | 4250 | 2700 | -1550 | 97 | 97 | 0 | 3 | 3 | 0 | 1980-01-01 | 1999-12-31
2243 | CALIFORNIA CEDAR | California Cedar Products | 99 | CALIFORNIA CEDAR PRODUCTS | 850 | 850 | 0 | 7 | 7 | 0 | 2 | 2 | 0 | 1980-01-01 | 1999-12-31
2245 | CALPINE GEYSER LP KW#1 | Bear Canyon 1-2 | 102 | CALPINE | 10000 | 19600 | -400 | 4 | 4 | 0 | 2 | 2 | 0 | 1980-01-01 | 1999-12-31
2246 | CALPINE GEYSER LP KW#2 | included 2245 | 103 | CALPINE | 10000 |  | 0 | 4 | 4 | 0 | 2 | 2 | 0 | 1980-01-01 | 1999-12-31
2247 | CALPINE GEYSER LP WFF | West Ford Flat | 104 | CALPINE | 30000 | 29200 | -800 | 4 | 4 | 0 | 2 | 2 | 0 | 1980-01-01 | 1999-12-31
2248 | CALPINE MONTEREY COGEN | Watsonville CCCG | 105 | CALPINE | 28500 | 27700 | -800 | 91 | 91 | 0 | 2 | 2 | 0 | 1980-01-01 | 1999-12-31
2251 | CAMARRILLO NUG | Camarillo CCCG | 403 | Energy Initiatives, Inc | 28040 | 26900 | -1140 | 97 | 97 | 0 | 3 | 3 | 0 | 1980-01-01 | 1999-12-31
2257 | CARDINAL COGEN | Cardinal CCCG | 107 | Stanford University | 49900 | 50000 | 1500 | 91 | 91 | 0 | 2 | 2 | 0 | 1980-01-01 | 1999-12-31
2262 | CHALK CLIFF COGEN | Chalk Cliff GTCG | 411 | CHALK CLIFF COGEN | 48094 | 47300 | -794 | 97 | 97 | 0 | 3 | 3 | 0 | 1980-01-01 | 1999-12-31
2263 | CHEVRON CONCORD | Concord GTCG1 | 109 | CHEVRON U.S.A. | 3000 | 500 | -2200 | 91 | 91 | 0 | 2 | 2 | 0 | 1980-01-01 | 1999-12-31
2263.1 | CHEVRON CONCORD | Concord GTCG2 | 110 | Chevron USA |  | 300 | 0 |  | 91 | 0 | 2 | 2 | 0 |  | 1999-12-31
2264 | CHEVRON KERN RIV EASTRIDGE | Kern River Eastridge GTCG1 | 412 | CHEVRON U.S.A. | 44000 | 17400 | -9200 | 97 | 97 | 0 | 3 | 3 | 0 | 1980-01-01 | 1999-12-31
2264.1 | CHEVRON KERN RIV EASTRIDGE | Kern River Eastridge GTCG2 | 413 | Chevron USA |  | 17400 | 0 |  | 97 | 0 | 3 | 3 | 0 |  | 1999-12-31
2265 | CHEVRON TAFT-CADET | Taft 26C GTCG1 | 414 | CHEVRON U.S.A. | 10000 | 1200 | -6000 | 97 | 97 | 0 | 3 | 3 | 0 | 1980-01-01 | 1999-12-31
2265.1 | CHEVRON TAFT-CADET | Taft 26C GTCG2 | 415 | Chevron USA |  | 800 | 0 |  | 97 | 0 | 3 | 3 | 0 |  | 1999-12-31
2265.2 | CHEVRON TAFT-CADET | Taft 26C GTCG3 | 416 | Chevron USA |  | 1200 | 0 |  | 97 | 0 | 3 | 3 | 0 |  | 1999-12-31
2265.3 | CHEVRON TAFT-CADET | Taft 26C GTCG4 | 417 | Chevron USA |  | 800 | 0 |  | 97 | 0 | 3 | 3 | 0 |  | 1999-12-31
2268 | CHINO NUG | Chino CCCG | 420 | Energy Initiatives, Inc | 27600 | 25300 | -2300 | 97 | 97 | 0 | 3 | 3 | 0 | 1980-01-01 | 1999-12-31
2270 | CHULA VISTA COGEN | Chula Vista CCCG | 422 | ROHR INCORPORATED | 9000 | 6800 | -2200 | 97 | 97 | 0 | 3 | 3 | 0 | 1980-01-01 | 1999-12-31
2274 | COALINGA 6C-25D | Coalinga 25D GTCG1 | 430 | CHEVRON U.S.A. | 16500 | 1400 | -14000 | 97 | 97 | 0 | 3 | 3 | 0 | 1980-01-01 | 1999-12-31
2274.1 | COALINGA 6C-25D | Coalinga CF GTCG2 | 346 | Aera Energy |  | 1100 | 0 |  | 97 | 0 | 3 | 3 | 0 |  | 1999-12-31
2275 | COALINGA COGEN | Coalinga GTCG | 436 | COALINGA COGENERATION | 41000 | 39800 | -1200 | 97 | 97 | 0 | 3 | 3 | 0 | 1980-01-01 | 1999-12-31
2277 | COLDGEN SUNLAW COGEN#1 | Federal CCCG | 438 | SUNLAW ENERGY CORP/COGEN PARTN | 56000 | 28000 | 28000 | 97 | 97 | 0 | 3 | 3 | 0 | 1980-01-01 | 1999-12-31
2278 | COLDGEN SUNLAW COGEN#2 | Growers CCCG | 439 | SUNLAW ENERGY CORP/COGEN PARTN | 56000 | 28000 | 28000 | 97 | 97 | 0 | 3 | 3 | 0 | 1980-01-01 | 1999-12-31
2281 | COLLINS PINE | Collins Pine | 112 | COLLINS PINE COMPARY | 12000 | 6100 | -5900 | 7 | 7 | 0 | 2 | 2 | 0 | 1980-01-01 | 1999-12-31
2282 | COLMAC | Mecca | 440 | COLMAC ENERGY | 49900 | 43700 | -6200 | 7 | 7 | 0 | 3 | 3 | 0 | 1980-01-01 | 1999-12-31
2288 | CORONA NRG PARTNERS | Corona GTCG | 442 | CORONA ENERGY PARTNERS | 42000 | 36600 | -5400 | 97 | 97 | 0 | 3 | 3 | 0 | 1980-01-01 | 1999-12-31
2289 | COSO ENERGY DEV 4-6 CAL | COSO 4 Pwr Dvlprs | 443 | CAITHNESS ENERGY LLC | 84000 | 9670 | 54990 | 4 | 4 | 0 | 3 | 3 | 0 | 1980-01-01 | 1999-12-31
2289.1 | COSO ENERGY DEV 4-6 CAL | COSO 5 Pwr Dvlprs | 444 | Coso Power Developers |  | 9670 | 0 |  | 4 | 0 | 3 | 3 | 0 |  | 1999-12-31
2289.2 | COSO ENERGY DEV 4-6 CAL | COSO 6 Pwr Dvlprs | 445 | Coso Power Developers |  | 9670 | 0 |  | 4 | 0 | 3 | 3 | 0 |  | 1999-12-31
2290 | COSO ENERGY DEV 7-9 CAL | COSO 7 Enrgy Dvlprs | 446 | CAITHNESS ENERGY LLC | 76000 | 25000 | -1000 | 4 | 4 | 0 | 3 | 3 | 0 | 1980-01-01 | 1999-12-31
2290.1 | COSO ENERGY DEV 7-9 CAL | COSO 8 Enrgy Dvlprs | 447 | Coso Energy Developers |  | 25000 | 0 |  | 4 | 0 | 3 | 3 | 0 |  | 1999-12-31
2290.2 | COSO ENERGY DEV 7-9 CAL | COSO 9 Enrgy Dvlprs | 448 | Coso Energy Developers |  | 25000 | 0 |  | 4 | 0 | 3 | 3 | 0 |  | 1999-12-31
2291 | COSO FINANCE PARTNERS 1- 3 | COSO 1 Fin Prtnrs | 449 | CAITHNESS ENERGY LLC | 80000 | 9660 | 51020 | 4 | 4 | 0 | 3 | 3 | 0 | 1980-01-01 | 1999-12-31
2291.1 | COSO FINANCE PARTNERS 1- 3 | COSO 2 Fin Prtnrs | 450 | Coso Financial Partners |  | 9660 | 0 |  | 4 | 0 | 3 | 3 | 0 |  | 1999-12-31
2291.2 | COSO FINANCE PARTNERS 1- 3 | COSO 3 Fin Prtnrs | 451 | Coso Financial Partners |  | 9660 | 0 |  | 4 | 0 | 3 | 3 | 0 |  | 1999-12-31
2299 | CYMRIC 6Z-31 X-36W | Cymric 31X GTCG1 | 456 | CHEVRON U.S.A. | 21040 | 1700 | -8040 | 97 | 97 | 0 | 3 | 3 | 0 | 1980-01-01 | 1999-12-31
2299.1 | CYMRIC 6Z-31 X-36W | Cymric 31X GTCG2 | 457 | Chevron USA |  | 1700 | 0 |  | 97 | 0 | 3 | 3 | 0 |  | 1999-12-31
2299.2 | CYMRIC 6Z-31 X-36W | Cymric 36W GTCG1 | 458 | Chevron USA |  | 1600 | 0 |  | 97 | 0 | 3 | 3 | 0 |  | 1999-12-31
2299.3 | CYMRIC 6Z-31 X-36W | Cymric 36W GTCG2 | 459 | Chevron USA |  | 1600 | 0 |  | 97 | 0 | 3 | 3 | 0 |  | 1999-12-31
2299.4 | CYMRIC 6Z-31 X-36W | Cymric 36W GTCG3 | 460 | Chevron USA |  | 1600 | 0 |  | 97 | 0 | 3 | 3 | 0 |  | 1999-12-31
2299.5 | CYMRIC 6Z-31 X-36W | Cymric 36W GTCG4 | 461 | Chevron USA |  | 1600 | 0 |  | 97 | 0 | 3 | 3 | 0 |  | 1999-12-31
2299.6 | CYMRIC 6Z-31 X-36W | Cymric 6Z GTCG1 | 462 | Chevron USA |  | 1600 | 0 |  | 97 | 0 | 3 | 3 | 0 |  | 1999-12-31
2299.7 | CYMRIC 6Z-31 X-36W | Cymric 6Z GTCG2 | 463 | Chevron USA |  | 1600 | 0 |  | 97 | 0 | 3 | 3 | 0 |  | 1999-12-31
2300 | DAI/OILDALE COGEN PROJ | Dexzel CCGT | 464 | DIAMOND ENERGY INC. | 32000 | 31100 | -900 | 97 | 97 | 0 | 3 | 3 | 0 | 1980-01-01 | 1999-12-31
2304 | DEL RANCH LTD NILAND#2 | Hoch | 466 | CALENERGY | 38000 | 33500 | -4500 | 4 | 4 | 0 | 3 | 3 | 0 | 1980-01-01 | 1999-12-31
2310 | DIAMOND WALNUT GROWERS | Diamond Walnut | 122 | DIAMOND WALNUT GROWERS | 4500 | 4000 | -500 | 7 | 7 | 0 | 2 | 2 | 0 | 1980-01-01 | 1999-12-31
2314 | DOUBLE-C LTD | Double C GTCG1 | 472 | DOUBLE "C" LIMITED | 48090 | 23100 | -1890 | 97 | 97 | 0 | 3 | 3 | 0 | 1980-01-01 | 1999-12-31
2314.1 | DOUBLE-C LTD | Double C GTCG2 | 473 | El Paso Merchant Energy |  | 23100 | 0 |  | 97 | 0 | 3 | 3 | 0 |  | 1999-12-31
2319 | EBMUD OAKLAND | Oakland Wastewater | 125 |  | 4000 | 2800 | -1200 | 6 | 6 | 0 | 2 | 2 | 0 | 1980-01-01 | 1999-12-31
2323 | EL SEGUNDO REF#1 | El Segundo CCCG1 | 486 | CHEVRON U.S.A. | 1500 | 4400 | 2900 | 97 | 97 | 0 | 3 | 3 | 0 | 1980-01-01 | 1999-12-31
2326 | ELMORE LTD | Elmore | 491 | CALENERGY | 38000 | 33700 | -4300 | 4 | 4 | 0 | 3 | 3 | 0 | 1980-01-01 | 1999-12-31
2334 | EXXON USA | Santa Ynez CCCG | 505 | EXXON COMPANY, U.S.A. | 49000 | 1700 | 47300 | 97 | 97 | 0 | 3 | 3 | 0 | 1980-01-01 | 1999-12-31
2335 | FAIRHAVEN POWER CO | Fairhaven | 126 | FAIRHAVEN POWER COMPANY | 17250 | 15100 | -2150 | 7 | 7 | 0 | 2 | 2 | 0 | 1980-01-01 | 1999-12-31
2340 | FOSTER-WHEELER MARTINEZ COGEN | FW Martinez CCCG | 128 | FOSTER WHEELER POWER SYSTEMS, | 99900 | 105000 | 5100 | 91 | 91 | 0 | 2 | 2 | 0 | 1980-01-01 | 1999-12-31
2341 | FRESNO COGEN | Fresno CCCG | 508 | FRESNO COGENERATION PARTNERS | 25000 | 25000 | 0 | 97 | 97 | 0 | 3 | 3 | 0 | 1980-01-01 | 1999-12-31
2342 | FRESNO WWTP | Fresno Landfill WWTP | 511 |  | 1300 | 1300 | 0 | 6 | 6 | 0 | 3 | 3 | 0 | 1980-01-01 | 1999-12-31
2344 | FRITO-LAY | Frito-Lay GTCG | 512 | FRITO-LAY INC | 6000 | 4600 | -1400 | 97 | 97 | 0 | 3 | 3 | 0 | 1980-01-01 | 1999-12-31
2352 | GAYLORD CONTAINER | Gaylord Container GTCG | 134 | Gaylord Container Corp. | 49670 | 49700 | 30 | 91 | 91 | 0 | 2 | 2 | 0 | 1980-01-01 | 1999-12-31
2355 | GEO ENERGY 2 | Aidlin 1-2 | 135 | GEOTHERMAL ENERGY PARTNERS | 10000 | 18100 | -1900 | 4 | 4 | 0 | 2 | 2 | 0 | 1980-01-01 | 1999-12-31
2356 | GEO ENERGY PARTNERS 1 | included 2355 | 136 | GEOTHERMAL ENERGY PARTNERS | 10000 |  | 0 | 4 | 4 | 0 | 2 | 2 | 0 | 1980-01-01 | 1999-12-31
2357 | GEORGIA PACIFIC CORP | Ft Bragg WWP 1 | 137 | GEORGIA PACIFIC CORP | 15000 | 500 | -13500 | 7 | 7 | 0 | 2 | 2 | 0 | 1980-01-01 | 1999-12-31
2357.1 | GEORGIA PACIFIC CORP | Ft Bragg WWP 2 | 138 | Georgia Pacific |  | 500 | 0 |  | 7 | 0 | 2 | 2 | 0 |  | 1999-12-31
2357.2 | GEORGIA PACIFIC CORP | Ft Bragg WWP 3 | 139 | Georgia Pacific |  | 500 | 0 |  | 7 | 0 | 2 | 2 | 0 |  | 1999-12-31
2361 | GOAL LINE | Goal Line CCCG | 516 | Goal Line L.P. | 49900 | 48100 | -1800 | 97 | 97 | 0 | 3 | 3 | 0 | 1980-01-01 | 1999-12-31
2378 | GREENLEAF ONE | Greenleaf One GTCG | 165 | CALPINE | 49500 | 48100 | -1400 | 91 | 91 | 0 | 2 | 2 | 0 | 1980-01-01 | 1999-12-31
2379 | GREENLEAF TWO | Greenleaf Two GTCG | 166 | CALPINE | 49500 | 48500 | -1000 | 91 | 91 | 0 | 2 | 2 | 0 | 1980-01-01 | 1999-12-31
2391 | HEBER GEO | Covanta Heber | 542 | CALPINE/ERC | 47000 | 37600 | -9400 | 4 | 4 | 0 | 3 | 3 | 0 | 1980-01-01 | 1999-12-31
2396 | HI POWER | HL Power | 178 | HL POWER CO. | 36000 | 30000 | -6000 | 7 | 7 | 0 | 2 | 2 | 0 | 1980-01-01 | 1999-12-31
2398 | HIGH SIERRA LTD | High Sierra GTCG1 | 547 | HIGH SIERRA LIMITED | 48090 | 23900 | -290 | 97 | 97 | 0 | 3 | 3 | 0 | 1980-01-01 | 1999-12-31
2398.1 | HIGH SIERRA LTD | High Sierra GTCG2 | 548 | El Paso Merchant Energy |  | 23900 | 0 |  | 97 | 0 | 3 | 3 | 0 |  | 1999-12-31
2400 | HUENEME PAPER MILL | Hueneme Paper CCCG | 550 | WILLIAMETTE INDUSTRIES INC | 25000 | 19000 | -6000 | 97 | 97 | 0 | 3 | 3 | 0 | 1980-01-01 | 1999-12-31
2402 | HUMBOLDT PULP MILL | Humboldt Pulp Mill | 181 |  | 27900 | 27900 | 0 | 7 | 7 | 0 | 2 | 2 | 0 | 1980-01-01 | 1999-12-31
2404 | IMPERIAL RESOURCE RECOV | Imperial Resource Recovery | 556 | WESTERN POWER GROUP, INC | 15000 | 13500 | -1500 | 7 | 7 | 0 | 3 | 3 | 0 | 1980-01-01 | 1999-12-31
2405 | INDECK ONTARIO COGEN | Indeck Ontario GTCG1 | 557 | Indeck Capital, Inc. | 12000 | 1800 | -8400 | 97 | 97 | 0 | 3 | 3 | 0 | 1980-01-01 | 1999-12-31
2405.1 | INDECK ONTARIO COGEN | Indeck Ontario GTCG2 | 558 | Indeck Capital |  | 1800 | 0 |  | 97 | 0 | 3 | 3 | 0 |  | 1999-12-31
2407 | INLAND PAPERBOARD | Ontario Mill GTCG | 561 | INLAND CONTAINER CORPORATION | 41060 | 19300 | -21760 | 97 | 97 | 0 | 3 | 3 | 0 | 1980-01-01 | 1999-12-31
2413 | JEFFERSON SMURFIT CORP | Vernon GTCG | 562 | Jefferson Smurfit Corp. | 40000 | 40000 | 0 | 97 | 97 | 0 | 3 | 3 | 0 | 1980-01-01 | 1999-12-31
2418 | KERN FRONT LTD | Kern Front GTCG1 | 568 | DESTEC, ATTN: Owner, Kern Fron | 48094 | 23400 | -1294 | 97 | 97 | 0 | 3 | 3 | 0 | 1980-01-01 | 1999-12-31
2418.1 | KERN FRONT LTD | Kern Front GTCG2 | 569 | El Paso Merchant Energy |  | 23400 | 0 |  | 97 | 0 | 3 | 3 | 0 |  | 1999-12-31
2424 | LANDFILL GEN PARTNERS I | Santa Cruz Landfill | 187 | CITY OF SANTA CRUZ | 2200 | 1500 | -700 | 6 | 6 | 0 | 2 | 2 | 0 | 1980-01-01 | 1999-12-31
2427 | LEATHERS LP | Leathers | 591 | CALENERGY | 38000 | 34100 | -3900 | 4 | 4 | 0 | 3 | 3 | 0 | 1980-01-01 | 1999-12-31
2428 | LIVE OAK LTD | Live Oak GTCG | 592 | LIVE OAK LIMITED | 48094 | 47200 | -894 | 97 | 97 | 0 | 3 | 3 | 0 | 1980-01-01 | 1999-12-31
2431 | LOMA LINDA UNIV | Loma Linda U CCCG | 593 | LOMA LINDA UNIVERSITY | 13400 | 300 | -13100 | 97 | 97 | 0 | 3 | 3 | 0 | 1980-01-01 | 1999-12-31
2433 | LONG BEACH SERRF | SERRF MSW | 598 | SOUTHEAST RR AUTHORITY | 34600 | 30600 | -4000 | 6 | 6 | 0 | 3 | 3 | 0 | 1980-01-01 | 1999-12-31
2435.1 | LOS ANGELES REF | Tosco GTCG2 | 601 | Tosco Refining |  | 400 | 0 |  | 7 | 0 | 3 | 3 | 0 |  | 1999-12-31
2443 | MAMMOTH PACIFIC #3 | Mammoth Pacific III | 606 | OGDEN POWER CORPORATION | 10000 | 8200 | -1800 | 4 | 4 | 0 | 2 | 3 | 1 | 1980-01-01 | 1999-12-31
2444 | MAMMOTH PACIFIC I | Mammoth Pacific I | 607 | OGDEN POWER CORPORATION | 7000 | 5100 | -1900 | 4 | 4 | 0 | 2 | 3 | 1 | 1980-01-01 | 1999-12-31
2445 | MAMMOTH PACIFIC II | Mammoth Pacific II | 608 | OGDEN POWER CORPORATION | 10000 | 6700 | -3300 | 4 | 4 | 0 | 2 | 3 | 1 | 1980-01-01 | 1999-12-31
2449 | MCKITTRICK LTD | McKittrick GTCG | 612 | MCKITTRICK LIMITED | 48094 | 47300 | -794 | 97 | 97 | 0 | 3 | 3 | 0 | 1980-01-01 | 1999-12-31
2455 | MENDOTA BIOMASS POWER | Mendota Biomass | 614 | THERMO ECOTEK | 25000 | 22600 | -2400 | 7 | 7 | 0 | 3 | 3 | 0 | 1980-01-01 | 1999-12-31
2465 | MID-SET COGEN | Mid-Set GTCG | 622 | Mid-Set Cogeneration Company | 46000 | 44800 | -1200 | 97 | 97 | 0 | 3 | 3 | 0 | 1980-01-01 | 1999-12-31
2466 | MIDSUN PARTNERS | Midsun GTCG1 | 623 | LFC Power Systems Corp. | 27350 | 20800 | 15450 | 97 | 97 | 0 | 3 | 3 | 0 | 1980-01-01 | 1999-12-31
2466.1 | MIDSUN PARTNERS | Midsun GTCG2 | 624 | Energy Transfer/Hannover |  | 22000 | 0 |  | 97 | 0 | 3 | 3 | 0 |  | 2002-04-15
2469 | MINN METHANE LOPEZ | MM Lopez | 628 | MINNESOTA METHANE | 6000 | 6010 | 10 | 6 | 6 | 0 | 3 | 3 | 0 | 1980-01-01 | 1999-12-31
2471 | MINNESOTA METHANE BKKI | MM BKK I | 629 | BKK CORPORATION | 3250 | 2690 | -560 | 6 | 6 | 0 | 3 | 3 | 0 | 1980-01-01 | 1999-12-31
2472 | MINNESOTA METHANE BKKII | MM BKK II | 630 | BKK CORPORATION | 6000 | 4960 | -1040 | 6 | 6 | 0 | 3 | 3 | 0 | 1980-01-01 | 1999-12-31
2478 | MOJAVE COGEN | Mojave CCCG | 635 | MOJAVE COGENERATION CO | 49850 | 48900 | -950 | 97 | 97 | 0 | 3 | 3 | 0 | 1980-01-01 | 1999-12-31
2482 | MONTEREY REG WASTE MGMT DIST | Monterey Landfill | 206 | MONTEREY REGIONAL WAST MGMT DI | 5400 | 3780 | -1620 | 6 | 6 | 0 | 3 | 2 | 1 | 1980-01-01 | 1999-12-31
2493 | NORTH ISLAND NRG | North Island EF CCCG | 653 | SITHE/ENERGIES GROUP | 34500 | 31400 | -3100 | 97 | 97 | 0 | 3 | 3 | 0 | 1980-01-01 | 1999-12-31
2496 | NP COGEN INC | NP CCCG | 654 | GE Contractual Services | 24700 | 21100 | -3600 | 97 | 97 | 0 | 3 | 3 | 0 | 1980-01-01 | 1999-12-31
2498 | NTC MCRD NRG | NTC MCRD EF CCCG | 655 | SITHE/ENERGIES GROUP | 23000 | 25200 | 2200 | 97 | 97 | 0 | 3 | 3 | 0 | 1980-01-01 | 1999-12-31
2501 | NUEVO NRG DOME | Nuevo Energy GTCG | 658 | UNOCAL | 6064 | 3500 | -2564 | 97 | 97 | 0 | 3 | 3 | 0 | 1980-01-01 | 1999-12-31
2502 | NUTRA SWEET KELCO | Kelco GTCG1 | 659 | KELCO- DIVISION OF MERCK & CO. | 24000 | 3100 | -13600 | 97 | 97 | 0 | 3 | 3 | 0 | 1980-01-01 | 1999-12-31
2502.1 | NUTRA SWEET KELCO | Kelco GTCG2 | 660 | Merck |  | 4200 | 0 |  | 97 | 0 | 3 | 3 | 0 |  | 1999-12-31
2502.2 | NUTRA SWEET KELCO | Kelco GTCG3 | 661 | Merck |  | 3100 | 0 |  | 97 | 0 | 3 | 3 | 0 |  | 1999-12-31
2504 | OBRIEN CA COGEN CAL MILK | O'Brien CCCG | 662 | O'BRIEN CALIFORNIA COGEN LTD | 35000 | 33800 | -1200 | 97 | 97 | 0 | 3 | 3 | 0 | 1980-01-01 | 1999-12-31
2505 | OBRIEN NRG SYST COR | Corona Landfill | 663 | O'BRIEN ENERGY SYSTEM | 5200 | 3640 | -1560 | 6 | 6 | 0 | 3 | 3 | 0 | 1980-01-01 | 1999-12-31
2506 | OBRIEN NRG SYST SANTA MARIA | O'Brien GTCG | 664 |  | 43000 | 32700 | -10300 | 97 | 97 | 0 | 3 | 3 | 0 | 1980-01-01 | 1999-12-31
2508 | OGDEN PACIFIC POWER SALINAS | Salinas Landfill | 219 |  | 1500 | 1300 | -200 | 6 | 6 | 0 | 3 | 2 | 1 | 1980-01-01 | 1999-12-31
2509 | OGDEN PACIFIC POWER STOCKTON | Austin Road Landfill | 220 | CITY OF STOCKTON | 3000 | 2100 | -900 | 6 | 6 | 0 | 2 | 2 | 0 | 1980-01-01 | 1999-12-31
2511 | OGDEN PWR PAC BURNEY | Burney Mountain | 223 | OGDEN ENERGY GROUP, INC. | 9750 | 9100 | -650 | 7 | 7 | 0 | 2 | 2 | 0 | 1980-01-01 | 1999-12-31
2512 | OGDEN PWR PAC CHINESE STN | Chinese Station | 224 | PAC. ENERGY, ULTRASYSTEM, CONS | 22000 | 22000 | 0 | 7 | 7 | 0 | 2 | 2 | 0 | 1980-01-01 | 1999-12-31
2513 | OGDEN PWR PAC MT LASSEN | Mt Lassen Power | 225 | PLES AND ULTRASYSTEMS | 10500 | 10500 | 0 | 7 | 7 | 0 | 2 | 2 | 0 | 1980-01-01 | 1999-12-31
2514 | OILDALE NRG LLC | Oildale GTCG | 669 | OILDALE ENERGY LLC | 33800 | 33400 | -400 | 97 | 97 | 0 | 3 | 3 | 0 | 1980-01-01 | 1999-12-31
2515 | OLINDA POWER | Olinda Alpha Landfill | 670 | ORANGE COUNTY IWMD | 5625 | 5600 | -25 | 6 | 6 | 0 | 3 | 3 | 0 | 1980-01-01 | 1999-12-31
2517 | OLS NRG - AGNEWS INC | Agnews CCCG | 226 | CALPINE | 36100 | 33900 | -2200 | 91 | 91 | 0 | 2 | 2 | 0 | 1980-01-01 | 1999-12-31
2520 | ORMESA GEOTHERMAL II | Ormesa II | 677 | FPL ENERGY, INC. | 18500 | 18100 | -400 | 4 | 4 | 0 | 3 | 3 | 0 | 1980-01-01 | 1999-12-31
2521 | ORMESA I IE IH | Ormesa I | 678 | OESI POWER CORPORATION | 24000 | 20000 | -4000 | 4 | 4 | 0 | 3 | 3 | 0 | 1980-01-01 | 1999-12-31
2522 | ORMESA IE | Ormesa 1E | 679 | OESI POWER CORPORATION | 38000 | 7000 | 31000 | 4 | 4 | 0 | 3 | 3 | 0 | 1980-01-01 | 1999-12-31
2523 | ORMESA IH | Ormesa 1H | 680 | OESI POWER CORPORATION | 6500 | 7000 | 500 | 4 | 4 | 0 | 3 | 3 | 0 | 1980-01-01 | 1999-12-31
2524 | OROVILLE COGEN | Oroville ICCG | 227 | LOUISIANA PACIFIC CORPORATION | 8500 | 8500 | 0 | 91 | 91 | 0 | 2 | 2 | 0 | 1980-01-01 | 1999-12-31
2530 | P&G OXNARD 1 | Oxnard GTCG1 | 688 | National Gas & Electric | 19876 | 13800 | -6076 | 97 | 97 | 0 | 3 | 3 | 0 | 1980-01-01 | 1999-12-31
2531 | P&G OXNARD 2 | Oxnard GTCG2 | 689 | PROCTER & GAMBLE | 49900 | 34700 | -15200 | 97 | 97 | 0 | 3 | 3 | 0 | 1980-01-01 | 1999-12-31
2533 | PACIFIC LUMBER CO | Pacific Lumber 1 | 228 | PACIFIC LUMBER COMPANY | 20000 | 10000 | 0 | 7 | 7 | 0 | 2 | 2 | 0 | 1980-01-01 | 1999-12-31
2533.1 | PACIFIC LUMBER CO | Pacific Lumber 2 | 229 | Pacific Lumber Company |  | 10000 | 0 |  | 7 | 0 | 2 | 2 | 0 |  | 1999-12-31
2544 | PE - BERKELEY | UC Berkeley CCCG | 232 | PE- Berkeley, Inc (Lessee)_ | 26350 | 25500 | -850 | 91 | 91 | 0 | 2 | 2 | 0 | 1980-01-01 | 1999-12-31
2545 | PE KES KINGSBURG LLC | Kingsburg CCCG | 697 | PE Management-Kingsburg, LLC | 34500 | 33000 | -1500 | 97 | 97 | 0 | 3 | 3 | 0 | 1980-01-01 | 1999-12-31
2546 | PENROSE POWER STATION | Penrose Power Station | 704 | OGDEN ENERGY GROUP, INC. | 12000 | 10885 | -1115 | 6 | 6 | 0 | 3 | 3 | 0 | 1980-01-01 | 1999-12-31
2549 | PITCHESS COGEN | Pitchess CCCG | 706 | Pitchess Cogen, Los Angeles Co | 28709 | 23600 | -5109 | 97 | 97 | 0 | 3 | 3 | 0 | 1980-01-01 | 1999-12-31
2550 | PLACERITA UNIT I | Placerita GTCG1 | 707 | ARCO | 21760 | 20000 | -1760 | 97 | 97 | 0 | 3 | 3 | 0 | 1980-01-01 | 1999-12-31
2551 | PLACERITA UNIT II | Placerita GTCG2 | 708 | ARCO WESTERN ENERGY | 21760 | 20000 | -1760 | 97 | 97 | 0 | 3 | 3 | 0 | 1980-01-01 | 1999-12-31
2553 | PLES - 1 | PLES I | 710 | MAMMOTH-PACIFIC, L.P. | 10000 | 7200 | -2800 | 4 | 4 | 0 | 2 | 3 | 1 | 1980-01-01 | 1999-12-31
2560 | PT ARGUELLO PIPELINE | Gaviota GTCG1 | 715 | CHEVRON U.S.A. | 17200 | 2700 | -6400 | 97 | 97 | 0 | 3 | 3 | 0 | 1980-01-01 | 1999-12-31
2560.1 | PT ARGUELLO PIPELINE | Gaviota GTCG2 | 716 | Chevron USA |  | 2700 | 0 |  | 97 | 0 | 3 | 3 | 0 |  | 1999-12-31
2560.2 | PT ARGUELLO PIPELINE | Gaviota GTCG3 | 717 | Chevron USA |  | 2700 | 0 |  | 97 | 0 | 3 | 3 | 0 |  | 1999-12-31
2560.3 | PT ARGUELLO PIPELINE | Gaviota GTCG4 | 718 | Chevron USA |  | 2700 | 0 |  | 97 | 0 | 3 | 3 | 0 |  | 1999-12-31
2568 | RHONE-POULENC-STAUFFER CHEM | Rhone-Poulenc | 257 |  | 4000 | 1300 | -2700 | 91 | 91 | 0 | 2 | 2 | 0 | 1980-01-01 | 1999-12-31
2570 | RICHMOND REF COGEN | Richmond GTCG1 | 258 | CHEVRON U.S.A. | 99000 | 6300 | 86400 | 91 | 91 | 0 | 2 | 2 | 0 | 1980-01-01 | 1999-12-31
2570.1 | RICHMOND REF COGEN | Richmond GTCG2 | 259 | Chevron USA |  | 6300 | 0 |  | 91 | 0 | 2 | 2 | 0 |  | 1999-12-31
2574 | RIO BRAVO POSO | Rio Bravo Poso CLCG | 733 | RIO BRAVO REFINING | 37000 | 36200 | -800 | 27 | 27 | 0 | 3 | 3 | 0 | 1980-01-01 | 1999-12-31
2576 | RIPON COGEN | Ripon Mill GTCG | 261 | Ripon Cogeneration, Inc. | 49500 | 47600 | -1900 | 91 | 91 | 0 | 2 | 2 | 0 | 1980-01-01 | 1999-12-31
2577.1 | RIVERSIDE CEMENT CO | Riverside Cement CKCG2 | 739 | Riverside Cemment |  | 100 | 0 |  | COK | 0 | 3 | 3 | 0 |  | 1999-12-31
2589 | SAN FRANCISCO REF | SF Refinery GTCG1 | 266 |  | 49900 | 1600 | 45100 | 91 | 91 | 0 | 2 | 2 | 0 | 1980-01-01 | 1999-12-31
2589.1 | SAN FRANCISCO REF | SF Refinery GTCG2 | 267 | Tosco Refining |  | 1600 | 0 |  | 91 | 0 | 2 | 2 | 0 |  | 1999-12-31
2589.2 | SAN FRANCISCO REF | SF Refinery GTCG3 | 268 | Tosco Refining |  | 1600 | 0 |  | 91 | 0 | 2 | 2 | 0 |  | 1999-12-31
2590 | SAN GABRIEL COGEN | San Gabriel Mill GTCG | 758 | Tractebel Electricity & Gas | 36000 | 36000 | 0 | 97 | 97 | 0 | 3 | 3 | 0 | 1980-01-01 | 1999-12-31
2593 | SAN JOAQUIN COGEN | San Joaquin GTCG | 269 | SAN JOAQUIN COGEN LTD | 49900 | 46900 | -3000 | 91 | 91 | 0 | 2 | 2 | 0 | 1980-01-01 | 1999-12-31
2594 | SAN JOAQUIN POWER | San Joaquin GTCG1 | 270 |  | 10750 | 1300 | -350 | 91 | 91 | 0 | 2 | 2 | 0 | 1980-01-01 | 1999-12-31
2594.1 | SAN JOAQUIN POWER | San Joaquin GTCG2 | 271 | JRW & Associates |  | 1300 | 0 |  | 91 | 0 | 2 | 2 | 0 |  | 1999-12-31
2594.2 | SAN JOAQUIN POWER | San Joaquin GTCG3 | 272 | JRW & Associates |  | 1300 | 0 |  | 91 | 0 | 2 | 2 | 0 |  | 1999-12-31
2594.3 | SAN JOAQUIN POWER | San Joaquin GTCG4 | 273 | JRW & Associates |  | 1300 | 0 |  | 91 | 0 | 2 | 2 | 0 |  | 1999-12-31
2594.4 | SAN JOAQUIN POWER | San Joaquin GTCG5 | 274 | JRW & Associates |  | 1300 | 0 |  | 91 | 0 | 2 | 2 | 0 |  | 1999-12-31
2594.5 | SAN JOAQUIN POWER | San Joaquin GTCG6 | 275 | JRW & Associates |  | 1300 | 0 |  | 91 | 0 | 2 | 2 | 0 |  | 1999-12-31
2594.6 | SAN JOAQUIN POWER | San Joaquin GTCG7 | 276 | JRW & Associates |  | 1300 | 0 |  | 91 | 0 | 2 | 2 | 0 |  | 1999-12-31
2594.7 | SAN JOAQUIN POWER | San Joaquin GTCG8 | 277 | JRW & Associates |  | 1300 | 0 |  | 91 | 0 | 2 | 2 | 0 |  | 1999-12-31
2595 | SAN JOSE COGEN | San Jose GTCG | 278 |  | 6000 | 100 | -5900 | 91 | 91 | 0 | 2 | 2 | 0 | 1980-01-01 | 1999-12-31
2598 | SANGER POWER&FEED | Sanger GTCG | 762 | DYNAMIS INC. | 38000 | 28900 | -9100 | 97 | 97 | 0 | 3 | 3 | 0 | 1980-01-01 | 1999-12-31
2600 | SANTA BARBARA COTTAGE HOSP | Santa Barbara Hospital GTCG | 763 |  | 6400 | 4900 | -1500 | 97 | 97 | 0 | 3 | 3 | 0 | 1980-01-01 | 1999-12-31
2602 | SANTA CLARA | Santa Clara GTCG | 280 | CSC | 5800 | 21800 | 16000 | 91 | 91 | 0 | 2 | 2 | 0 | 1980-01-01 | 1999-12-31
2605 | SANTA MARIA COGEN | Santa Maria GTCG | 765 | Do Not Mail--Santa Maria Cogen | 8044 | 7700 | -344 | 97 | 97 | 0 | 3 | 3 | 0 | 1980-01-01 | 1999-12-31
2611 | SECOND IMPERIAL GEO | SIGC | 772 | OGDEN POWER CORPORATION | 37000 | 31200 | -5800 | 4 | 4 | 0 | 3 | 3 | 0 | 1980-01-01 | 1999-12-31
2613 | SEGS 1-2 SUNRAY ENERGY | Luz SEGS I | 773 | LUZ SOLAR PTNRS II | 43800 | 1300 | -17200 | 3 | 3 | 0 | 3 | 3 | 0 | 1980-01-01 | 1999-12-31
2613.1 | SEGS 1-2 SUNRAY ENERGY | Luz SEGS II | 774 | Luz Solar Partners |  | 25300 | 0 |  | 3 | 0 | 3 | 3 | 0 |  | 1999-12-31
2614 | SEGS 3 LUZ SOLAR PARTNERS | Luz SEGS III | 775 | KRAMER JUNCTION COMPANY | 35000 | 35000 | 0 | 3 | 3 | 0 | 3 | 3 | 0 | 1980-01-01 | 1999-12-31
2615 | SEGS 4 LUZ SOLAR PARTNERS | Luz SEGS IV | 776 | KRAMER JUNCTION COMPANY | 35000 | 35000 | 0 | 3 | 3 | 0 | 3 | 3 | 0 | 1980-01-01 | 1999-12-31
2616 | SEGS 5 LUZ SOLAR PARTNERS | Luz SEGS V | 777 | KRAMER JUNCTION COMPANY | 35000 | 35000 | 0 | 3 | 3 | 0 | 3 | 3 | 0 | 1980-01-01 | 1999-12-31
2617 | SEGS 6 LUZ SOLAR PARTNERS | Luz SEGS VI | 778 | KRAMER JUNCTION COMPANY | 35000 | 35000 | 0 | 3 | 3 | 0 | 3 | 3 | 0 | 1980-01-01 | 1999-12-31
2618 | SEGS 7 LUZ SOLAR PARTNERS | Luz SEGS VII | 779 | KRAMER JUNCTION COMPANY | 35000 | 35000 | 0 | 3 | 3 | 0 | 3 | 3 | 0 | 1980-01-01 | 1999-12-31
2619 | SEGS 8 LUZ SOLAR PARTNERS | Luz SEGS VIII | 780 | HARPER LAKE COMPANY VIII | 80000 | 72400 | -7600 | 3 | 3 | 0 | 3 | 3 | 0 | 1980-01-01 | 1999-12-31
2620 | SEGS 9 LUZ SOLAR PARTNERS | Luz SEGS IX | 781 | LUZ SOLAR PARTNERS INC, LTD. | 80000 | 72900 | -7100 | 3 | 3 | 0 | 3 | 3 | 0 | 1980-01-01 | 1999-12-31
2621 | SEKR COGEN | Southeast Kern River GTCG1 | 782 | Texaco | 34468 | 18000 | -12668 | 97 | 97 | 0 | 3 | 3 | 0 | 1980-01-01 | 1999-12-31
2621.1 | SEKR COGEN | Southeast Kern River GTCG2 | 783 | Texaco |  | 1900 | 0 |  | 97 | 0 | 3 | 3 | 0 |  | 1999-12-31
2621.2 | SEKR COGEN | Southeast Kern River GTCG3 | 784 | Texaco |  | 1900 | 0 |  | 97 | 0 | 3 | 3 | 0 |  | 1999-12-31
2624 | SIERRA PACIFIC IND ANDERSON | Sierra Pacific Industries (Anderson) | 287 | SIERRA PACIFIC INDUSTRIES | 1000 | 1000 | 0 | 7 | 7 | 0 | 2 | 2 | 0 | 1980-01-01 | 1999-12-31
2625 | SIERRA PACIFIC IND BURNEY | SPI Burney | 288 | SIERRA PACIFIC INDUSTRIES | 20000 | 12600 | -7400 | 7 | 7 | 0 | 2 | 2 | 0 | 1980-01-01 | 1999-12-31
2626 | SIERRA PACIFIC IND QUINCY | SPI Quincy | 289 | SIERRA PACIFIC INDUSTRIES | 20000 | 15300 | -4700 | 7 | 7 | 0 | 2 | 2 | 0 | 1980-01-01 | 1999-12-31
2627 | SIERRA PACIFIC IND SONORA | Sonora | 290 | SIERRA PACIFIC INDUSTRIES | 3000 | 5000 | 2000 | 7 | 7 | 0 | 2 | 2 | 0 | 1980-01-01 | 2001-05-29
2628 | SIERRA PACIFIC IND SUSANVILLE | SPI Susanville | 291 | SIERRA PACIFIC INDUSTRIES | 14340 | 7700 | -6640 | 7 | 7 | 0 | 2 | 2 | 0 | 1980-01-01 | 1999-12-31
2629 | SIERRA PACIFIC LINCOLN | SPI Lincoln | 292 | SIERRA PACIFIC INDUSTRIES | 7500 | 3100 | -4400 | 7 | 7 | 0 | 2 | 2 | 0 | 1980-01-01 | 1999-12-31
2631 | SITHE ENERGIES | E F Oxnard GTCG | 785 | Sithe Energies, Inc. | 48500 | 47100 | -1400 | 97 | 97 | 0 | 3 | 3 | 0 | 1980-01-01 | 1999-12-31
2636 | SMURFIT POMONA MILL | Pomona Mill GTCG | 786 | Smurfit Newsprint Corp. | 12000 | 1300 | -10700 | 97 | 97 | 0 | 3 | 3 | 0 | 1980-01-01 | 1999-12-31
2652 | SONOMA CALPINE GEYSER | Sonoma Geothermal | 301 | CALPINE | 72000 | 50300 | -21700 | 4 | 4 | 0 | 2 | 2 | 0 | 1980-01-01 | 1999-12-31
2653 | SOUTH BELRIDGE COGEN | South Belridge GTCG1 | 797 | CAL RESOURCES LLC | 48000 | 3400 | 37800 | 97 | 97 | 0 | 3 | 3 | 0 | 1980-01-01 | 1999-12-31
2653.1 | SOUTH BELRIDGE COGEN | South Belridge GTCG2 | 798 | Cal Resources |  | 3400 | 0 |  | 97 | 0 | 3 | 3 | 0 |  | 1999-12-31
2653.2 | SOUTH BELRIDGE COGEN | South Belridge GTCG3 | 799 | Cal Resources |  | 3400 | 0 |  | 97 | 0 | 3 | 3 | 0 |  | 1999-12-31
2656 | SRI INTERNATIONAL | SRI Int GTCG | 302 |  | 6000 | 900 | -5100 | 91 | 91 | 0 | 2 | 2 | 0 | 1980-01-01 | 1999-12-31
2659 | STANISLAUS WASTE ENERGY | Stanislaus RRF | 303 | OGDEN MARTIN | 18000 | 15100 | -2900 | 6 | 6 | 0 | 2 | 2 | 0 | 1980-01-01 | 1999-12-31
2674 | TEXACO LOST HILLS | Texaco (Lost Hills) GTCG | 820 | Texaco | 10969 | 10600 | -369 | 97 | 97 | 0 | 3 | 3 | 0 | 1980-01-01 | 1999-12-31
2675 | TEXACO MCKITTRICK | McKittrick GTCG1 | 821 | Texaco | 10969 | 1500 | -6469 | 97 | 97 | 0 | 3 | 3 | 0 | 1980-01-01 | 1999-12-31
2675.1 | TEXACO MCKITTRICK | McKittrick GTCG2 | 822 | Texaco |  | 1500 | 0 |  | 97 | 0 | 3 | 3 | 0 |  | 1999-12-31
2675.2 | TEXACO MCKITTRICK | McKittrick GTCG3 | 823 | Texaco |  | 1500 | 0 |  | 97 | 0 | 3 | 3 | 0 |  | 1999-12-31
2676 | TEXACO No MIDWAY | North Midway GTCG1 | 824 | Texaco | 10970 | 3500 | -3970 | 97 | 97 | 0 | 3 | 3 | 0 | 1980-01-01 | 1999-12-31
2676.1 | TEXACO No MIDWAY | North Midway GTCG2 | 825 | Texaco |  | 3500 | 0 |  | 97 | 0 | 3 | 3 | 0 |  | 1999-12-31
2677 | THERMAL ENERGY DEV CORP | Tracy Biomass | 309 | COMMUNITY ENERGY ALTERNATIVES, | 21000 | 18900 | -2100 | 7 | 7 | 0 | 2 | 2 | 0 | 1980-01-01 | 1999-12-31
2685 | TOYON CANYON LANDFILL | Toyon Canyon Landfill | 830 | OGDEN ENERGY GROUP, INC. | 12000 | 10883 | -1117 | 6 | 6 | 0 | 3 | 3 | 0 | 1980-01-01 | 1999-12-31
2696 | UNITED COGEN | United CCCG | 315 | United Airlines SFONU | 30000 | 29100 | -900 | 91 | 91 | 0 | 2 | 2 | 0 | 1980-01-01 | 1999-12-31
2698 | UNIV SAN DIEGO | USD Cogen GTCG1 | 839 | HAWTHORNE ENGINE SYSTEMS | 1050 | 0 | -1050 | 97 | 97 | 0 | 3 | 3 | 0 | 1980-01-01 | 1999-12-31
2698.1 | UNIV SAN DIEGO | USD Cogen GTCG2 | 840 | Hawthorne Engine Systems |  | 0 | 0 |  | 97 | 0 | 3 | 3 | 0 |  | 1999-12-31
2698.2 | UNIV SAN DIEGO | USD Cogen GTCG3 | 841 | Hawthorne Engine Systems |  | 0 | 0 |  | 97 | 0 | 3 | 3 | 0 |  | 1999-12-31
2699 | UNIV SAN FRANCISCO | USF GTCG | 316 |  | 1500 | 0 | -1500 | 91 | 91 | 0 | 2 | 2 | 0 | 1980-01-01 | 1999-12-31
2701 | UNOCAL RINCON COGEN | Rincon Facility STCG | 843 | UNOCAL | 3500 | 1100 | -2400 | 97 | 97 | 0 | 3 | 3 | 0 | 1980-01-01 | 1999-12-31
2711 | VULCAN BN GEO | Vulcan | 858 | CALENERGY | 34000 | 29900 | -4100 | 4 | 4 | 0 | 3 | 3 | 0 | 1980-01-01 | 1999-12-31
2712 | WADHAM ENERGY LTD PART | Wadham | 319 | WADHAM ENERGY LIMITED PARTNERS | 26500 | 23600 | -2900 | 7 | 7 | 0 | 2 | 2 | 0 | 1980-01-01 | 1999-12-31
2716 | WESTEND | Westend GTCG | 865 | NORTH AMERICAN CHEMICAL CO. | 15000 | 1200 | -13800 | 97 | 97 | 0 | 3 | 3 | 0 | 1980-01-01 | 1999-12-31
2717 | WESTERN ROCK PRODUCTS | Western Rock Products | 866 | WESTERN ROCK PRODUCTS | 250 | 250 | 0 | 7 | 7 | 0 | 3 | 3 | 0 | 1980-01-01 | 1999-12-31
2720 | WHEELABRATOR HUDSON NRG | Hudson | 323 | WHEELABRATOR | 6875 | 6000 | -875 | 7 | 7 | 0 | 2 | 2 | 0 | 1980-01-01 | 1999-12-31
2721 | WHEELABRATOR LASSEN | Lassen (Shasta Mill) GTCG | 324 | Wheelabrator-Lassen | 42000 | 41200 | -800 | 91 | 91 | 0 | 2 | 2 | 0 | 1980-01-01 | 1999-12-31
2722 | WHEELABRATOR MARTELL | Martell | 325 | WHEELABRATOR MARTELL INC. | 18000 | 8200 | -9800 | 7 | 7 | 0 | 2 | 2 | 0 | 1980-01-01 | 1999-12-31
2723 | WHEELABRATOR NORWALK NRG | Norwalk CCCG | 867 | WHEELABRATOR NORKWALK EGY CO | 29000 | 27200 | -1800 | 97 | 97 | 0 | 3 | 3 | 0 | 1980-01-01 | 1999-12-31
2724 | WHEELABRATOR SHASTA | Shasta 1 | 326 | WHEELABRATOR SHASTA ENERGY COM | 54900 | 16400 | -5700 | 7 | 7 | 0 | 2 | 2 | 0 | 1980-01-01 | 1999-12-31
2724.1 | WHEELABRATOR SHASTA | Shasta 2 | 327 | Wheelabrator |  | 16400 | 0 |  | 7 | 0 | 2 | 2 | 0 |  | 1999-12-31
2724.2 | WHEELABRATOR SHASTA | Shasta 3 | 328 | Wheelabrator |  | 16400 | 0 |  | 7 | 0 | 2 | 2 | 0 |  | 1999-12-31
2728.1 | WILMINGTON COGEN | Praxair GTCG2 | 871 | Praxair |  |  | 0 |  | 7 | 0 | 3 | 3 | 0 |  | 1999-12-31
2740 | WINEAGLE DEV 1 | Wineagle | 330 | WINEAGLE DEVELOPMENT, LP | 700 | 600 | -100 | 4 | 4 | 0 | 2 | 2 | 0 | 1980-01-01 | 1999-12-31
2741 | WOODLAND BIOMASS | Woodland Biomass | 332 | THERMO ECOTEK | 25000 | 22000 | -3000 | 7 | 7 | 0 | 2 | 2 | 0 | 1980-01-01 | 1999-12-31
2745 | YUBA CITY COGEN | Yuba City GTCG | 338 | YUBA CITY COGEN | 49000 | 47900 | -1100 | 91 | 91 | 0 | 2 | 2 | 0 | 1980-01-01 | 1999-12-31
2764 | Cancarb Cogen (Medicine Hat) | CanCarb GTCG | 1410 | TransCanada | 47000 | 46000 | -1000 | 71 | 71 | 0 | 13 | 13 | 0 | 2000-12-01 | 2001-03-01
2765 | CE Turbo | CE Turbo | 406 | CalEnergy | 10000 | 10890 | 890 | 4 | 4 | 0 | 3 | 3 | 0 | 2000-06-01 | 2000-09-01
2766 | Dapp | Dapp (Westlock) | 1420 | Drayton Valley Power | 17000 | 17000 | 0 | 7 | 7 | 0 | 13 | 13 | 0 | 2000-01-01 | 2000-07-01
2767 | Dow Chemical- Fort Saskatchewan | Fort Saskatchewan GTCG1 | 1421 | TransAlta | 120000 | 80000 | 0 | 71 | 71 | 0 | 13 | 13 | 0 | 1980-01-01 | 1999-12-31
2767.1 | Dow Chemical- Fort Saskatchewan | Fort Saskatchewan GTCG2 | 1422 | TA/Air Liquide |  | 40000 | 0 |  | 71 | 0 | 13 | 13 | 0 |  | 1999-12-31
2768 | Drywood | Drywood STCG | 1423 | Canadian Gas & Electric | 6000 | 6000 | 0 | 71 | 71 | 0 | 13 | 13 | 0 | 1980-01-01 | 1999-12-31
2769 | Edmonton | Edmonton GTCG | 1425 | U of A | 25000 | 25000 | 0 | 71 | 71 | 0 | 13 | 13 | 0 | 1980-01-01 | 2001-04-01
2774 | Gold Creek | Gold Creek | 1435 | NOVA | 6500 | 4200 | -2300 | 7 | 7 | 0 | 13 | 13 | 0 | 1980-01-01 | 1999-12-31
2781 | Poplar Creek Ph 1 | Poplar Creek CCCG1 | 1461 | TransAlta | 290000 | 175000 | -115000 | 71 | 71 | 0 | 13 | 13 | 0 | 2000-09-01 | 2000-10-01
2782 | Poplar Creek Ph 2 | Poplar Creek CCCG2 | 1462 | TransAlta | 70000 | 185000 | 115000 | 71 | 71 | 0 | 13 | 13 | 0 | 2001-01-01 | 2001-10-01
2786 | Scotford (B) | Scotford Shell GTCG | 1479 | Air Liquide | 82000 | 82000 | 0 | 71 | 71 | 0 | 13 | 13 | 0 | 2000-01-01 | 2000-09-01
2791 | Wadsworth (Hiram W Wadsworth) pumping plant | Diamond Valley Lake Small Conduit (Wadsworth) | 859 | Metropolitan Water District | 13000 | 13000 | 0 | 1 | 1 | 0 | 1 | 3 | 1 | 2001-06-01 | 2001-05-23
2793 | Arlington Valley | Arlington Valley CC1 | 1141 | Duke Energy NA | 550000 | 580000 | 30000 | 74 | 74 | 0 | 10 | 10 | 0 | 2002-08-01 | 2002-08-01
2795 | Calgary Energy Centre | Calgary Energy Centre CC | 1409 | Calpine | 250000 | 250000 | 0 | 71 | 71 | 0 | 13 | 13 | 0 | 2002-12-01 | 2003-04-15
2796.1 | Calpine Gilroy Phase I | Gilroy GT2 | 161 | Calpine |  | 48700 | 0 |  | 100 | 0 | 2 | 2 | 0 |  | 2001-12-05
2796.2 | Calpine Gilroy Phase I | Gilroy GT3 | 162 | Calpine |  | 48700 | 0 |  | 100 | 0 | 2 | 2 | 0 |  | 2002-02-28
2797.1 | Carseland | Carseland GT2 | 1412 | TransCanada Energy |  | 40500 | 0 |  | 102 | 0 | 13 | 13 | 0 |  | 2001-09-25
2798 | Cavalier | Cavalier CC | 1414 | PanCanadian | 106000 | 105000 | -1000 | 71 | 71 | 0 | 13 | 13 | 0 | 2001-09-01 | 2001-08-22
2802 | Delta Energy Center | Delta Energy Center CC | 121 | Calpine & Bechtel | 880000 | 811000 | 69000 | 91 | 91 | 0 | 2 | 2 | 0 | 2002-07-01 | 2002-06-17
2803 | Desert Basin Generating | Desert Basin CC | 1160 | Reliant | 500000 | 500000 | 0 | 74 | 74 | 0 | 10 | 10 | 0 | 2001-06-01 | 2001-06-01
2804 | Drywood Exp | Drywood Expansion STCG | 1424 | Canadian Gas & Electric | 7000 | 7000 | 0 | 71 | 71 | 0 | 13 | 13 | 0 | 2001-09-01 | 2001-03-01
2805 | Elk Hills | Elk Hills CC | 489 | Sempra/OXY | 500000 | 570000 | 70000 | 97 | 97 | 0 | 3 | 3 | 0 | 2003-03-01 | 2003-06-15
2809 | Gillette WY - Wygen Coal | Wygen ST | 937 | Black Hills | 90000 | 90000 | 0 | 39 | 39 | 0 | 7 | 7 | 0 | 2003-06-01 | 2003-04-01
2811 | Griffith Energy Project | Griffith CC | 1167 | Griffith Energy (PPL & Duke) | 520000 | 520000 | 0 | 74 | 74 | 0 | 10 | 10 | 0 | 2001-07-01 | 2002-01-11
2812 | Harquahala Generating Station | Harquahala CC1 | 1168 | PG&E NEG (Harquahala Generatin | 1040000 | 520000 | 0 | 74 | 74 | 0 | 10 | 10 | 0 | 2003-07-01 | 2003-07-15
2812.1 | Harquahala Generating Station | Harquahala CC2 | 1169 | PG&E NEG ($199) |  | 520000 | 0 |  | 74 | 0 | 10 | 10 | 0 |  | 2003-07-15
2813.1 | Hermiston Power Project 1 & 2 | Hermiston Power GT | 42 | Calpine |  | 100000 | 0 |  | 103 | 0 | 1 | 1 | 0 |  | 2002-08-20
2814 | High Desert | High Desert CC | 546 | Inland Group & Constellation | 750000 | 720000 | 30000 | 97 | 97 | 0 | 3 | 3 | 0 | 2003-07-01 | 2003-04-15
2816 | Island Cogeneration | Island CCCG | 882 | Calpine purchase from Westcoas | 250000 | 250000 | 0 | 71 | 71 | 0 | 4 | 4 | 0 | 2002-03-01 | 2002-05-07
2820 | Muskeg River | Muskeg River CCCG1 | 1457 | Shell/ATCO | 170000 | 85000 | 0 | 71 | 71 | 0 | 13 | 13 | 0 | 2002-12-01 | 2003-08-15
2820.1 | Muskeg River | Muskeg River CCCG2 | 1458 | ATCO/Shell |  | 85000 | 0 |  | 71 | 0 | 13 | 13 | 0 |  | 2003-08-15
2821 | Pincher Creek (A) | Kettles Hills | 1441 | Benign Energy | 52000 | 48000 | -4000 | 2 | 2 | 0 | 13 | 13 | 0 | 2001-12-01 | 2003-07-15
2823 | Procter & Gamble | Procter & Gamble GTCG | 249 | Sacramento Municipal | 44000 | 44000 | 0 | 91 | 91 | 0 | 2 | 2 | 0 | 2001-04-01 | 2001-06-01
2824 | Red Deer (A) | Red Deer GTCG | 1471 | API Grain Processors | 3500 | 4000 | 500 | 71 | 71 | 0 | 13 | 13 | 0 | 2001-06-01 | 2000-01-01
2827 | Seven Mile Addition | Seven Mile Unit 4 | 890 | BC Hydro | 210000 | 210000 | 0 | 1 | 1 | 0 | 4 | 4 | 0 | 2004-03-01 | 2003-04-15
2828 | Sturgeon Addition | Sturgeon GTCG3 | 1484 | ATCO | 92000 | 46000 | 46000 | 71 | 71 | 0 | 13 | 13 | 0 | 2001-12-01 | 2001-12-01
2829 | Sundance Upgrades (TransAlta A) | Sundance ST1A | 1486 | TransAlta | 50000 | 42000 | -8000 | 32 | 32 | 0 | 13 | 13 | 0 | 2001-12-01 | 2001-11-30
2831.1 | TRI-Center Power Plant | TRI-Center GT2 | 1390 | Naniwa Energy |  | 60000 | 0 |  | 83 | 0 | 12 | 12 | 0 |  | 2001-06-01
2831.2 | TRI-Center Power Plant | TRI-Center GT3 | 1391 | Naniwa Energy |  | 60000 | 0 |  | 83 | 0 | 12 | 12 | 0 |  | 2001-06-01
2831.3 | TRI-Center Power Plant | TRI-Center GT4 | 1392 | Naniwa Energy |  | 60000 | 0 |  | 83 | 0 | 12 | 12 | 0 |  | 2001-06-01
2831.4 | TRI-Center Power Plant | TRI-Center GT5 | 1393 | Naniwa Energy |  | 60000 | 0 |  | 83 | 0 | 12 | 12 | 0 |  | 2001-06-01
2831.5 | TRI-Center Power Plant | TRI-Center GT6 | 1394 | Naniwa Energy |  | 60000 | 0 |  | 83 | 0 | 12 | 12 | 0 |  | 2001-06-01
2832 | Valleyview (AB) | Valleyview GTCG | 1468 | ATCO Power (IPP) | 92000 | 45000 | 47000 | 71 | 71 | 0 | 13 | 13 | 0 | 2001-11-01 | 1999-12-31
2833 | West Phoenix (Phase 1) | West Phoenix CC4 | 1246 | APS/Calpine | 120000 | 120000 | 0 | 74 | 74 | 0 | 10 | 10 | 0 | 2001-08-01 | 2001-08-01
2834.1 | Wildflower Indigo | Indigo GT2 | 559 | Wildflower LLP |  | 45000 | 0 |  | 111 | 0 | 3 | 3 | 0 |  | 2001-07-18
2834.2 | Wildflower Indigo | Indigo GT3 | 560 | Wildflower LLP |  | 45000 | 0 |  | 111 | 0 | 3 | 3 | 0 |  | 2001-08-14
2835.1 | Wildflower Larkspur | Larkspur GT2 | 587 | Wildflower LLP |  | 43000 | 0 |  | 111 | 0 | 3 | 3 | 0 |  | 2001-07-02
2836 | Sturgeon | Sturgeon GTCG1 | 1482 | ATCO | 18000 | 10000 | -8000 | 71 | 71 | 0 | 13 | 13 | 0 | 1980-01-01 | 2000-09-01
2839 | Fountain Valley - Pueblo | Fountain Valley GT1 | 1013 | Black Hills | 240000 | 40000 | 0 | 93 | 93 | 0 | 8 | 8 | 0 | 2001-07-01 | 2001-08-15
2839.1 | Fountain Valley - Pueblo | Fountain Valley GT2 | 1014 | Black Hills Corp |  | 40000 | 0 |  | 93 | 0 | 8 | 8 | 0 |  | 2001-08-15
2839.2 | Fountain Valley - Pueblo | Fountain Valley GT3 | 1015 | Black Hills Corp |  | 40000 | 0 |  | 93 | 0 | 8 | 8 | 0 |  | 2001-08-15
2839.3 | Fountain Valley - Pueblo | Fountain Valley GT4 | 1016 | Black Hills Corp |  | 40000 | 0 |  | 93 | 0 | 8 | 8 | 0 |  | 2001-08-15
2839.4 | Fountain Valley - Pueblo | Fountain Valley GT5 | 1017 | Black Hills Corp |  | 40000 | 0 |  | 93 | 0 | 8 | 8 | 0 |  | 2001-08-15
2839.5 | Fountain Valley - Pueblo | Fountain Valley GT6 | 1018 | Black Hills Corp |  | 40000 | 0 |  | 93 | 0 | 8 | 8 | 0 |  | 2001-08-15
2840 | Moss Landing 1 | Moss Landing CC1 | 207 | Duke | 530000 | 530000 | 0 | 91 | 91 | 0 | 3 | 2 | 1 | 2002-07-01 | 2002-07-01
2841 | Moss Landing 2 | Moss Landing CC2 | 208 | Duke | 530000 | 530000 | 0 | 91 | 91 | 0 | 3 | 2 | 1 | 2002-07-01 | 2002-07-11
2842 | Huntington Beach # 3 | Huntington Beach ST3 repower | 554 | AES | 225000 | 225000 | 0 | 97 | 97 | 0 | 2 | 3 | 1 | 2002-04-01 | 2002-07-30
2847 | West Phoenix (Phase 2) | West Phoenix CC5 | 1247 | APS/Calpine | 500000 | 500000 | 0 | 74 | 74 | 0 | 10 | 10 | 0 | 2002-09-01 | 2003-06-01
30 | Ocotillo 1 | Ocotillo ST1 | 1197 | Arizona Public Service Company | 115000 | 113000 | -2000 | 82 | 74 | 1 | 10 | 10 | 0 | 1980-01-01 | 1999-12-31
31 | Ocotillo 2 | Ocotillo ST2 | 1198 | Arizona Public Service Company | 115000 | 113000 | -2000 | 82 | 74 | 1 | 10 | 10 | 0 | 1980-01-01 | 1999-12-31
33 | Ocotillo GT2 | Ocotillo GT2 | 1200 | Arizona Public Service Company | 67000 | 67000 | 0 | 112 | 82 | 1 | 10 | 10 | 0 | 1980-01-01 | 1999-12-31
37 | Saguaro 1 APSC | Saguaro ST1 | 1211 | Arizona Public Service Company | 110000 | 100000 | -10000 | 82 | 74 | 1 | 10 | 10 | 0 | 1980-01-01 | 1999-12-31
38 | Saguaro 2 | Saguaro ST2 | 1213 | Arizona Public Service Company | 99000 | 99000 | 0 | 82 | 74 | 1 | 10 | 10 | 0 | 1980-01-01 | 1999-12-31
45 | West Phoenix GT1 | West Phoenix GT1 | 1248 | Arizona Public Service Company | 67000 | 67000 | 0 | 74 | 82 | 1 | 10 | 10 | 0 | 1980-01-01 | 1999-12-31
46 | West Phoenix GT2 | West Phoenix GT2 | 1249 | Arizona Public Service Company | 67000 | 67000 | 0 | 74 | 82 | 1 | 10 | 10 | 0 | 1980-01-01 | 1999-12-31
83 | Fort James (JamesRiver-Wauna) CG 1 | James River Wauna GTCG | 27 | Bonneville Power Administratio | 27000 | 27000 | 0 | 92 | 72 | 1 | 1 | 1 | 0 | 1980-01-01 | 1999-12-31
139 | West Coast 1 | West Coast Energy GTCG1 | 892 | British Columbia Hydro & Power | 105000 | 50000 | -5000 | 72 | 71 | 1 | 4 | 4 | 0 | 1980-01-01 | 1999-12-31
142 | Magnolia 4 | Magnolia ST4 | 604 | Burbank Public Service Departm | 32000 | 32000 | 0 | 111 | 97 | 1 | 3 | 3 | 0 | 1980-01-01 | 1999-12-31
144 | Olive 1 | Olive ST1 | 671 | Burbank Public Service Departm | 46000 | 46000 | 0 | 111 | 97 | 1 | 3 | 3 | 0 | 1980-01-01 | 1999-12-31
145 | Olive 2 | Olive ST2 | 672 | Burbank Public Service Departm | 60000 | 55000 | -5000 | 111 | 97 | 1 | 3 | 3 | 0 | 1980-01-01 | 1999-12-31
348 | Valencia GT2 | Valencia GT2 | 1237 | Citizens Utilities Company - A | 15800 | 15800 | 0 | 112 | 82 | 1 | 10 | 10 | 0 | 1980-01-01 | 1999-12-31
349 | Valencia GT3 | Valencia GT3 | 1238 | Citizens Utilities Company - A | 16000 | 16000 | 0 | 112 | 82 | 1 | 10 | 10 | 0 | 1980-01-01 | 1999-12-31
350 | River Road 1 | River Road CC | 66 | Clark Public Utilities - WA | 248000 | 248000 | 0 | 92 | 72 | 1 | 1 | 1 | 0 | 1980-01-01 | 1999-12-31
351 | George Birdsall 1 | George Birdsall ST1 | 1021 | Colorado Springs Utilities - C | 16000 | 16000 | 0 | 105 | 93 | 1 | 8 | 8 | 0 | 1980-01-01 | 1999-12-31
352 | George Birdsall 2 | George Birdsall ST2 | 1022 | Colorado Springs Utilities - C | 17000 | 17000 | 0 | 105 | 93 | 1 | 8 | 8 | 0 | 1980-01-01 | 1999-12-31
353 | George Birdsall 3 | George Birdsall ST3 | 1023 | Colorado Springs Utilities - C | 23000 | 23000 | 0 | 105 | 93 | 1 | 8 | 8 | 0 | 1980-01-01 | 1999-12-31
421 | Copper 1 | Copper GT | 1088 | El Paso Electric Company | 71000 | 71000 | 0 | 73 | 84 | 1 | 9 | 9 | 0 | 1980-01-01 | 1999-12-31
422 | Newman 1 | Newman ST1 | 1104 | El Paso Electric Company | 83000 | 83000 | 0 | 73 | 77 | 1 | 9 | 9 | 0 | 1980-01-01 | 1999-12-31
423 | Newman 2 | Newman ST2 | 1105 | El Paso Electric Company | 82000 | 82000 | 0 | 73 | 77 | 1 | 9 | 9 | 0 | 1980-01-01 | 1999-12-31
424 | Newman 3 | Newman ST3 | 1106 | El Paso Electric Company | 104000 | 104000 | 0 | 73 | 77 | 1 | 9 | 9 | 0 | 1980-01-01 | 1999-12-31
425 | Newman CC -- 4+CT1+CT2 | Newman CC | 1107 | El Paso Electric Company | 240000 | 240000 | 0 | 114 | 77 | 1 | 9 | 9 | 0 | 1980-01-01 | 1999-12-31
426 | Rio Grande 6 | Rio Grande ST6 | 1119 | El Paso Electric Company | 48000 | 48000 | 0 | 73 | 77 | 1 | 9 | 9 | 0 | 1980-01-01 | 1999-12-31
427 | Rio Grande 7 | Rio Grande ST7 | 1120 | El Paso Electric Company | 48000 | 48000 | 0 | 73 | 77 | 1 | 9 | 9 | 0 | 1980-01-01 | 1999-12-31
428 | Rio Grande 8 | Rio Grande ST8 | 1121 | El Paso Electric Company | 151000 | 151000 | 0 | 73 | 77 | 1 | 9 | 9 | 0 | 1980-01-01 | 1999-12-31
460 | Animas 3 | Animas ST3 | 1085 | Farmington NM, City of | 9000 | 9000 | 0 | 84 | 77 | 1 | 9 | 9 | 0 | 1980-01-01 | 1999-12-31
461 | Animas 4 | Animas ST4 | 1086 | Farmington NM, City of | 16000 | 16000 | 0 | 84 | 77 | 1 | 9 | 9 | 0 | 1980-01-01 | 1999-12-31
517 | Magic Valley 1 | Glenns Ferry CCCG | 897 | Idaho Power Company - ID | 9000 | 10300 | 1300 | 80 | 108 | 1 | 5 | 5 | 0 | 1980-01-01 | 1999-12-31
518 | Magic West 1 | Rupert CCCG | 898 | Idaho Power Company - ID | 9000 | 10300 | 1300 | 80 | 108 | 1 | 5 | 5 | 0 | 1980-01-01 | 1999-12-31
526 | Pocatello Waste 1 | Pocatello Wastewater | 899 | Idaho Power Company - ID | 150 | 150 | 0 | 7 | 6 | 1 | 5 | 5 | 0 | 1980-01-01 | 1999-12-31
531 | Simplot Cogen 1 | Simplot GTCG | 900 | Idaho Power Company - ID | 9000 | 15900 | 6900 | 80 | 108 | 1 | 5 | 5 | 0 | 1980-01-01 | 1999-12-31
546 | West Boise Waste 1 | West Boise Waste | 901 | Idaho Power Company - ID | 100 | 180 | 80 | 7 | 6 | 1 | 5 | 5 | 0 | 1980-01-01 | 1999-12-31
619 | Haynes 1 | Haynes ST1 | 536 | Los Angeles Department of Wate | 222000 | 222000 | 0 | 111 | 97 | 1 | 3 | 3 | 0 | 1980-01-01 | 1999-12-31
620 | Haynes 2 | Haynes ST2 | 537 | Los Angeles Department of Wate | 222000 | 222000 | 0 | 111 | 97 | 1 | 3 | 3 | 0 | 1980-01-01 | 1999-12-31
623 | Haynes 5 | Haynes ST5 | 540 | Los Angeles Department of Wate | 341000 | 341000 | 0 | 111 | 97 | 1 | 3 | 3 | 0 | 1980-01-01 | 1999-12-31
644 | Scattergood 1 | Scattergood ST1 | 767 | Los Angeles Department of Wate | 179000 | 179000 | 0 | 111 | 97 | 1 | 3 | 3 | 0 | 1980-01-01 | 1999-12-31
645 | Scattergood 2 | Scattergood ST2 | 768 | Los Angeles Department of Wate | 179000 | 179000 | 0 | 111 | 97 | 1 | 3 | 3 | 0 | 1980-01-01 | 1999-12-31
669 | Medicine Hat 12 | Medicine Hat 12ST | 1448 | Medicine Hat, City of | 32000 | 33000 | 1000 | 118 | 71 | 1 | 13 | 13 | 0 | 1980-01-01 | 1999-12-31
670 | Medicine Hat 3 | Medicine Hat 03ST | 1449 | Medicine Hat, City of | 16000 | 16000 | 0 | 118 | 71 | 1 | 13 | 13 | 0 | 1980-01-01 | 1999-12-31
671 | Medicine Hat 4 | Medicine Hat 04ST | 1450 | Medicine Hat, City of | 3000 | 3000 | 0 | 118 | 71 | 1 | 13 | 13 | 0 | 1980-01-01 | 1999-12-31
673 | Medicine Hat 6 | Medicine Hat 06ST | 1452 | Medicine Hat, City of | 5000 | 5000 | 0 | 118 | 71 | 1 | 13 | 13 | 0 | 1980-01-01 | 1999-12-31
674 | Medicine Hat 7 | Medicine Hat 07ST | 1453 | Medicine Hat, City of | 32000 | 30000 | -2000 | 118 | 71 | 1 | 13 | 13 | 0 | 1980-01-01 | 1999-12-31
795 | Clark 1 | Clark ST01 | 1147 | Nevada Power Company - NV | 42000 | 42000 | 0 | 83 | 76 | 1 | 10 | 10 | 0 | 1980-01-01 | 1999-12-31
796 | Clark 2 | Clark ST02 | 1148 | Nevada Power Company - NV | 69000 | 69000 | 0 | 83 | 76 | 1 | 10 | 10 | 0 | 1980-01-01 | 1999-12-31
797 | Clark 3 | Clark ST03 | 1149 | Nevada Power Company - NV | 70000 | 70000 | 0 | 83 | 76 | 1 | 10 | 10 | 0 | 1980-01-01 | 1999-12-31
798 | Clark CC -- GT5-GT8+9+10 | Clark CC09 | 1151 | Nevada Power Company - NV | 486000 | 233000 | -20000 | 83 | 76 | 1 | 10 | 10 | 0 | 1980-01-01 | 1999-12-31
798.1 | Clark CC -- GT5-GT8+9+10 | Clark CC10 | 1152 |  |  | 233000 | 0 | 83 | 76 | 1 | 10 | 10 | 0 |  | 1999-12-31
800 | LV Cogen 1 | Las Vegas GTCG | 1182 | Nevada Power Company - NV | 45000 | 65900 | 20900 | 83 | 76 | 1 | 10 | 10 | 0 | 1980-01-01 | 1999-12-31
801 | NV Cogen Assoc 1 | Nevada Cogen #1 GTCG | 1195 | Nevada Power Company - NV | 85000 | 85000 | 0 | 83 | 76 | 1 | 10 | 10 | 0 | 1980-01-01 | 1999-12-31
802 | NV Cogen Assoc 2 | Nevada Cogen #2 GTCG | 1196 | Nevada Power Company - NV | 85000 | 85000 | 0 | 83 | 76 | 1 | 10 | 10 | 0 | 1980-01-01 | 1999-12-31
811 | Sunrise 1 | Sunrise ST1 | 1234 | Nevada Power Company - NV | 80000 | 80000 | 0 | 83 | 76 | 1 | 10 | 10 | 0 | 1980-01-01 | 1999-12-31
813 | Alameda 1 | Alameda GT1 | 88 | Northern California Power Agen | 25000 | 24600 | -400 | 117 | 100 | 1 | 2 | 2 | 0 | 1980-01-01 | 1999-12-31
814 | Alameda 2 | Alameda GT2 | 89 | Northern California Power Agen | 25000 | 25300 | 300 | 117 | 100 | 1 | 2 | 2 | 0 | 1980-01-01 | 1999-12-31
828 | Roseville 1 | Roseville GT1 | 263 | Northern California Power Agen | 25000 | 25000 | 0 | 117 | 100 | 1 | 2 | 2 | 0 | 1980-01-01 | 1999-12-31
829 | Roseville 2 | Roseville GT2 | 264 | Northern California Power Agen | 25000 | 25000 | 0 | 117 | 100 | 1 | 2 | 2 | 0 | 1980-01-01 | 1999-12-31
851 | Calpine American CG 1 | American CCCG | 101 | Pacific Gas & Electric Company | 120000 | 133000 | 13000 | 100 | 91 | 1 | 2 | 2 | 0 | 1980-01-01 | 1999-12-31
858 | Contra Costa 6 | Contra Costa ST6 | 114 | Pacific Gas & Electric Company | 340000 | 336000 | -4000 | 100 | 91 | 1 | 2 | 2 | 0 | 1980-01-01 | 1999-12-31
859 | Contra Costa 7 | Contra Costa ST7 | 115 | Pacific Gas & Electric Company | 340000 | 336000 | -4000 | 100 | 91 | 1 | 2 | 2 | 0 | 1980-01-01 | 1999-12-31
863 | Crockett Cogen 1 | Crockett GTCG | 119 | Pacific Gas & Electric Company | 240000 | 253700 | 13700 | 100 | 91 | 1 | 2 | 2 | 0 | 1980-01-01 | 1999-12-31
892 | Gilroy Cogen 1 | Gilroy CCCG | 163 | Pacific Gas & Electric Company | 130000 | 127000 | -3000 | 100 | 91 | 1 | 2 | 2 | 0 | 1980-01-01 | 1999-12-31
900 | Humboldt Bay 1 | Humboldt Bay ST1 | 179 | Pacific Gas & Electric Company | 52000 | 53000 | 1000 | 100 | 91 | 1 | 2 | 2 | 0 | 1980-01-01 | 1999-12-31
901 | Humboldt Bay 2 | Humboldt Bay ST2 | 180 | Pacific Gas & Electric Company | 53000 | 53000 | 0 | 100 | 91 | 1 | 2 | 2 | 0 | 1980-01-01 | 1999-12-31
906 | Hunters Point 4 | Hunters Point ST4 | 182 | Pacific Gas & Electric Company | 163000 | 163000 | 0 | 100 | 91 | 1 | 2 | 2 | 0 | 1980-01-01 | 1999-12-31
923 | Morro Bay 1 | Duke Morro Bay ST1 | 636 | Pacific Gas & Electric Company | 163000 | 171000 | 8000 | 111 | 91 | 1 | 3 | 3 | 0 | 1980-01-01 | 1999-12-31
924 | Morro Bay 2 | Duke Morro Bay ST2 | 637 | Pacific Gas & Electric Company | 163000 | 171000 | 8000 | 111 | 91 | 1 | 3 | 3 | 0 | 1980-01-01 | 1999-12-31
925 | Morro Bay 3 | Duke Morro Bay ST3 | 638 | Pacific Gas & Electric Company | 338000 | 343000 | 5000 | 111 | 91 | 1 | 3 | 3 | 0 | 1980-01-01 | 1999-12-31
926 | Morro Bay 4 | Duke Morro Bay ST4 | 639 | Pacific Gas & Electric Company | 338000 | 336000 | -2000 | 111 | 97 | 1 | 3 | 3 | 0 | 1980-01-01 | 1999-12-31
927 | Moss Landing 6 | Moss Landing ST6 | 209 | Pacific Gas & Electric Company | 739000 | 816000 | 77000 | 100 | 91 | 1 | 2 | 2 | 0 | 1980-01-01 | 1999-12-31
928 | Moss Landing 7 | Moss Landing ST7 | 210 | Pacific Gas & Electric Company | 739000 | 815000 | 76000 | 100 | 91 | 1 | 2 | 2 | 0 | 1980-01-01 | 1999-12-31
942 | Pittsburg 1 | Pittsburg ST1 | 236 | Pacific Gas & Electric Company | 163000 | 167000 | 4000 | 100 | 91 | 1 | 2 | 2 | 0 | 1980-01-01 | 1999-12-31
943 | Pittsburg 2 | Pittsburg ST2 | 237 | Pacific Gas & Electric Company | 163000 | 154000 | -9000 | 100 | 91 | 1 | 2 | 2 | 0 | 1980-01-01 | 1999-12-31
944 | Pittsburg 3 | Pittsburg ST3 | 238 | Pacific Gas & Electric Company | 163000 | 154000 | -9000 | 100 | 91 | 1 | 2 | 2 | 0 | 1980-01-01 | 1999-12-31
945 | Pittsburg 4 | Pittsburg ST4 | 239 | Pacific Gas & Electric Company | 163000 | 150000 | -13000 | 100 | 91 | 1 | 2 | 2 | 0 | 1980-01-01 | 1999-12-31
946 | Pittsburg 5 | Pittsburg ST5 | 240 | Pacific Gas & Electric Company | 325000 | 315000 | -10000 | 100 | 91 | 1 | 2 | 2 | 0 | 1980-01-01 | 1999-12-31
947 | Pittsburg 6 | Pittsburg ST6 | 241 | Pacific Gas & Electric Company | 325000 | 317000 | -8000 | 100 | 91 | 1 | 2 | 2 | 0 | 1980-01-01 | 1999-12-31
948 | Pittsburg 7 | Pittsburg ST7 | 242 | Pacific Gas & Electric Company | 720000 | 700000 | -20000 | 100 | 91 | 1 | 2 | 2 | 0 | 1980-01-01 | 1999-12-31
950 | Potrero 3 | Potrero ST3 | 244 | Pacific Gas & Electric Company | 207000 | 207000 | 0 | 100 | 91 | 1 | 2 | 2 | 0 | 1980-01-01 | 1999-12-31
1026 | Gadsby 1 | Gadsby ST1 | 1278 | PacifiCorp | 60000 | 60000 | 0 | 104 | 94 | 1 | 11 | 11 | 0 | 1980-01-01 | 1999-12-31
1027 | Gadsby 2 | Gadsby ST2 | 1279 | PacifiCorp | 75000 | 75000 | 0 | 104 | 94 | 1 | 11 | 11 | 0 | 1980-01-01 | 1999-12-31
1028 | Gadsby 3 | Gadsby ST3 | 1280 | PacifiCorp | 100000 | 100000 | 0 | 104 | 94 | 1 | 11 | 11 | 0 | 1980-01-01 | 1999-12-31
1035 | Hermiston Cogen 1 | Hermiston Generating CCCG1 | 39 | PacifiCorp | 469000 | 236000 | 3000 | 92 | 72 | 1 | 1 | 1 | 0 | 1980-01-01 | 1999-12-31
1042 | Fort James (JamesRiverCorp - Camus) CG 1 (Camus) | James River Camas GTCG | 26 | PacifiCorp | 52000 | 52000 | 0 | 92 | 72 | 1 | 1 | 1 | 0 | 1980-01-01 | 1999-12-31
1121 | Broadway 1 | Broadway ST1 | 395 | Pasadena CA, City of | 42000 | 33000 | -9000 | 111 | 97 | 1 | 3 | 3 | 0 | 1980-01-01 | 1999-12-31
1122 | Broadway 2 | Broadway ST2 | 396 | Pasadena CA, City of | 42000 | 40000 | -2000 | 111 | 97 | 1 | 3 | 3 | 0 | 1980-01-01 | 1999-12-31
1123 | Broadway 3 | Broadway ST3 | 397 | Pasadena CA, City of | 66000 | 65000 | -1000 | 111 | 97 | 1 | 3 | 3 | 0 | 1980-01-01 | 1999-12-31
1139 | Beaver CC -- 1-7 | Beaver CC | 4 | Portland General Electric Comp | 534000 | 536000 | 2000 | 92 | 72 | 1 | 1 | 1 | 0 | 1980-01-01 | 1999-12-31
1145 | Coyote Springs CC -- 1+3 | Coyote Springs I CC rerated | 19 | Portland General Electric Comp | 241000 | 245000 | 4000 | 92 | 103 | 1 | 1 | 1 | 0 | 1980-01-01 | 2001-06-01
1194 | 75 St Waste Water 1 | 75 St Waste Water | 960 | Public Service Company of Colo | 526 | 4800 | 4274 | 7 | 6 | 1 | 8 | 8 | 0 | 1980-01-01 | 1999-12-31
1205 | Biogas Elec Cogen 1 | Biogas Elec GTCG | 971 | Public Service Company of Colo | 225 | 200 | -25 | 7 | 6 | 1 | 8 | 8 | 0 | 1980-01-01 | 1999-12-31
1224 | County Line Landfill 1 | County Line Landfill | 997 | Public Service Company of Colo | 546 | 546 | 0 | 7 | 6 | 1 | 8 | 8 | 0 | 1980-01-01 | 1999-12-31
1260 | Zuni 1 | Zuni ST1 | 1081 | Public Service Company of Colo | 39000 | 39000 | 0 | 105 | 93 | 1 | 8 | 8 | 0 | 1980-01-01 | 1999-12-31
1261 | Zuni 2 | Zuni ST2 | 1082 | Public Service Company of Colo | 68000 | 68000 | 0 | 105 | 93 | 1 | 8 | 8 | 0 | 1980-01-01 | 1999-12-31
1262 | Las Vegas 1 | Las Vegas GT | 1095 | Public Service Company of New | 20000 | 20000 | 0 | 114 | 84 | 1 | 9 | 9 | 0 | 1980-01-01 | 1999-12-31
1263 | Reeves 1 | Reeves ST1 | 1116 | Public Service Company of New | 44000 | 44000 | 0 | 84 | 77 | 1 | 9 | 9 | 0 | 1980-01-01 | 1999-12-31
1264 | Reeves 2 | Reeves ST2 | 1117 | Public Service Company of New | 44000 | 44000 | 0 | 84 | 77 | 1 | 9 | 9 | 0 | 1980-01-01 | 1999-12-31
1265 | Reeves 3 | Reeves ST3 | 1118 | Public Service Company of New | 66000 | 66000 | 0 | 84 | 77 | 1 | 9 | 9 | 0 | 1980-01-01 | 1999-12-31
1354 | Encogen 1 | Encogen CCCG | 22 | Puget Sound Energy - WA | 160000 | 160000 | 0 | 92 | 72 | 1 | 1 | 1 | 0 | 1980-01-01 | 1999-12-31
1357 | March Point 1 | March Point Phase 1 GTCG | 48 | Puget Sound Energy - WA | 80000 | 80000 | 0 | 92 | 72 | 1 | 1 | 1 | 0 | 1980-01-01 | 1999-12-31
1358 | March Point 2 | March Point Phase 2 CCCG | 49 | Puget Sound Energy - WA | 60000 | 60000 | 0 | 92 | 72 | 1 | 1 | 1 | 0 | 1980-01-01 | 1999-12-31
1370 | Sumas Energy 1 | Sumas Energy GTCG1A | 76 | Puget Sound Energy - WA | 110000 | 91300 | 15500 | 92 | 72 | 1 | 1 | 1 | 0 | 1980-01-01 | 1999-12-31
1371 | Tenaska 1 | Tenaska Washington GTCG | 79 | Puget Sound Energy - WA | 245000 | 283300 | 38300 | 92 | 72 | 1 | 1 | 1 | 0 | 1980-01-01 | 1999-12-31
1381 | Redding Power 1 | Redding Power ST1 | 253 | Redding CA, City of | 28000 | 28000 | 0 | 100 | 91 | 1 | 2 | 2 | 0 | 1980-01-01 | 1999-12-31
1389 | Campbell CG CC -- 1+2 | SPA CCCG | 106 | Sacramento Municipal Utility D | 160000 | 160000 | 0 | 117 | 91 | 1 | 2 | 2 | 0 | 1980-01-01 | 1999-12-31
1399 | Procter Gamble CG 1 | SCA CCCG | 248 | Sacramento Municipal Utility D | 117000 | 129000 | 12000 | 117 | 91 | 1 | 2 | 2 | 0 | 1980-01-01 | 1999-12-31
1433 | Kyrene 1 | Kyrene ST1 | 1176 | Salt River Project - AZ | 34000 | 34000 | 0 | 82 | 74 | 1 | 10 | 10 | 0 | 1980-01-01 | 1999-12-31
1434 | Kyrene 2 | Kyrene ST2 | 1177 | Salt River Project - AZ | 72000 | 72000 | 0 | 82 | 74 | 1 | 10 | 10 | 0 | 1980-01-01 | 1999-12-31
1454 | El Cajon 1 | El Cajon GT | 476 | San Diego Gas & Electric Compa | 20000 | 17000 | -3000 | 120 | 111 | 1 | 3 | 3 | 0 | 1980-01-01 | 1999-12-31
1455 | Encina 1 | Encina ST1 | 492 | San Diego Gas & Electric Compa | 107000 | 104000 | -3000 | 111 | 97 | 1 | 3 | 3 | 0 | 1980-01-01 | 1999-12-31
1456 | Encina 2 | Encina ST2 | 493 | San Diego Gas & Electric Compa | 104000 | 105000 | 1000 | 111 | 97 | 1 | 3 | 3 | 0 | 1980-01-01 | 1999-12-31
1457 | Encina 3 | Encina ST3 | 494 | San Diego Gas & Electric Compa | 110000 | 111000 | 1000 | 111 | 97 | 1 | 3 | 3 | 0 | 1980-01-01 | 1999-12-31
1458 | Encina 4 | Encina ST4 | 495 | San Diego Gas & Electric Compa | 300000 | 303000 | 3000 | 81 | 97 | 1 | 3 | 3 | 0 | 1980-01-01 | 1999-12-31
1460 | Encina GT1 | Encina GT | 497 | San Diego Gas & Electric Compa | 18000 | 17000 | -1000 | 120 | 111 | 1 | 3 | 3 | 0 | 1980-01-01 | 1999-12-31
1464 | Kearny 2 | Kearny GT2 | 565 | San Diego Gas & Electric Compa | 78000 | 63000 | -15000 | 120 | 111 | 1 | 3 | 3 | 0 | 1980-01-01 | 1999-12-31
1465 | Kearny 3 | Kearny GT3 | 566 | San Diego Gas & Electric Compa | 78000 | 66000 | -12000 | 120 | 111 | 1 | 3 | 3 | 0 | 1980-01-01 | 1999-12-31
1467 | Naval Station 1 | Naval Station EF CCCG | 649 | San Diego Gas & Electric Compa | 29000 | 48300 | 19300 | 111 | 97 | 1 | 3 | 3 | 0 | 1980-01-01 | 1999-12-31
1471 | South Bay 1 | South Bay ST1 | 792 | San Diego Gas & Electric Compa | 146000 | 147000 | 1000 | 111 | 97 | 1 | 3 | 3 | 0 | 1980-01-01 | 1999-12-31
1472 | South Bay 2 | South Bay ST2 | 793 | San Diego Gas & Electric Compa | 150000 | 150000 | 0 | 111 | 97 | 1 | 3 | 3 | 0 | 1980-01-01 | 1999-12-31
1474 | South Bay 4 | South Bay ST4 | 795 | San Diego Gas & Electric Compa | 222000 | 226000 | 4000 | 111 | 97 | 1 | 3 | 3 | 0 | 1980-01-01 | 1999-12-31
1476 | Yuma Cogen 1 | Yuma GTCG1 | 1258 | San Diego Gas & Electric Compa | 50000 | 36000 | 3000 | 97 | 82 | 1 | 10 | 10 | 0 | 1980-01-01 | 1999-12-31
1511 | Metro West Point 1-3 | Metro West Point 1-3 | 51 | Seattle Department of Lighting | 1000 | 1000 | 0 | 7 | 6 | 1 | 1 | 1 | 0 | 1980-01-01 | 1999-12-31
1539 | Fort Churchill 1 | Fort Churchill ST1 | 1360 | Sierra Pacific Power Company - | 113000 | 113000 | 0 | 83 | 76 | 1 | 12 | 12 | 0 | 1980-01-01 | 1999-12-31
1540 | Fort Churchill 2 | Fort Churchill ST2 | 1361 | Sierra Pacific Power Company - | 113000 | 113000 | 0 | 83 | 76 | 1 | 12 | 12 | 0 | 1980-01-01 | 1999-12-31
1563 | Tracy 3 | Tracy ST3 | 1382 | Sierra Pacific Power Company - | 108000 | 108000 | 0 | 83 | 76 | 1 | 12 | 12 | 0 | 1980-01-01 | 1999-12-31
1568 | Tracy ST1 | Tracy ST1 | 1387 | Sierra Pacific Power Company - | 53000 | 53000 | 0 | 83 | 76 | 1 | 12 | 12 | 0 | 1980-01-01 | 1999-12-31
1569 | Tracy ST2 | Tracy ST2 | 1388 | Sierra Pacific Power Company - | 83000 | 83000 | 0 | 83 | 76 | 1 | 12 | 12 | 0 | 1980-01-01 | 1999-12-31
1578 | Winnemucca 1 | Winnemucca GT | 1400 | Sierra Pacific Power Company - | 15000 | 15000 | 0 | 113 | 83 | 1 | 12 | 12 | 0 | 1980-01-01 | 1999-12-31
1582 | ACE Cogen 1 | ACE CLCG | 343 | Southern California Edison Com | 96000 | 88500 | -7500 | 33 | 27 | 1 | 3 | 3 | 0 | 1980-01-01 | 1999-12-31
1584 | Alamitos 1 | AES Alamitos ST1 | 347 | Southern California Edison Com | 175000 | 171000 | -4000 | 111 | 97 | 1 | 3 | 3 | 0 | 1980-01-01 | 1999-12-31
1585 | Alamitos 2 | AES Alamitos ST2 | 348 | Southern California Edison Com | 175000 | 177000 | 2000 | 111 | 97 | 1 | 3 | 3 | 0 | 1980-01-01 | 1999-12-31
1586 | Alamitos 3 | AES Alamitos ST3 | 349 | Southern California Edison Com | 320000 | 322000 | 2000 | 111 | 97 | 1 | 3 | 3 | 0 | 1980-01-01 | 1999-12-31
1588 | Alamitos 5 | AES Alamitos ST5 | 351 | Southern California Edison Com | 480000 | 482000 | 2000 | 111 | 97 | 1 | 3 | 3 | 0 | 1980-01-01 | 1999-12-31
1590 | Alamitos 7 | AES Alamitos GT7 | 353 | Southern California Edison Com | 147000 | 134000 | -13000 | 120 | 111 | 1 | 3 | 3 | 0 | 1980-01-01 | 1999-12-31
1630 | Alta Power 1 | Alta Power Gen ST1 | 360 | Reliant Energy | 65000 | 63000 | -2000 | 111 | 97 | 1 | 3 | 3 | 0 | 1980-01-01 | 1999-12-31
1631 | Alta Power 2 | Alta Power Gen ST2 | 361 | Reliant Energy | 81000 | 82000 | 1000 | 111 | 97 | 1 | 3 | 3 | 0 | 1980-01-01 | 1999-12-31
1634 | El Segundo 1 | El Segundo Power ST1 | 482 | Southern California Edison Com | 175000 | 175000 | 0 | 111 | 97 | 1 | 3 | 3 | 0 | 1980-01-01 | 1999-12-31
1635 | El Segundo 2 | El Segundo Power ST2 | 483 | Southern California Edison Com | 175000 | 174000 | -1000 | 111 | 97 | 1 | 3 | 3 | 0 | 1980-01-01 | 1999-12-31
1639 | Mountain Vista 1 | Mountain Vista ST1 | 640 | Reliant Energy | 132000 | 135000 | 3000 | 111 | 97 | 1 | 3 | 3 | 0 | 1980-01-01 | 1999-12-31
1640 | Mountain Vista 2 | Mountain Vista ST2 | 641 | Reliant Energy | 132000 | 134000 | 2000 | 111 | 97 | 1 | 3 | 3 | 0 | 1980-01-01 | 1999-12-31
1643 | Mountain Vista GT5 | Mountain Vista GT | 644 | Reliant Energy | 142000 | 141000 | -1000 | 120 | 111 | 1 | 3 | 3 | 0 | 1980-01-01 | 1999-12-31
1646 | Riverside Canal Power Co 1 | Riverside Canal ST1 | 734 | THERMO ECOTEK | 32000 | 32000 | 0 | 111 | 97 | 1 | 3 | 3 | 0 | 1980-01-01 | 1999-12-31
1647 | Riverside Canal Power Co 2 | Riverside Canal ST2 | 735 | THERMO ECOTEK | 33000 | 32000 | -1000 | 111 | 97 | 1 | 3 | 3 | 0 | 1980-01-01 | 1999-12-31
1648 | Riverside Canal Power Co 3 | Riverside Canal ST3 | 736 | THERMO ECOTEK | 44000 | 44000 | 0 | 111 | 97 | 1 | 3 | 3 | 0 | 1980-01-01 | 1999-12-31
1649 | Riverside Canal Power Co 4 | Riverside Canal ST4 | 737 | THERMO ECOTEK | 45000 | 44000 | -1000 | 111 | 97 | 1 | 3 | 3 | 0 | 1980-01-01 | 1999-12-31
1652 | Huntington Beach GT5 | AES Huntington Beach GT | 555 | Southern California Edison Com | 147000 | 133000 | -14000 | 120 | 111 | 1 | 3 | 3 | 0 | 1980-01-01 | 1999-12-31
1677 | Ocean Vista 3 | Ocean Vista GT3 | 668 | Reliant Energy | 147000 | 132000 | -15000 | 111 | 97 | 1 | 3 | 3 | 0 | 1980-01-01 | 1999-12-31
1696 | Ormond Beach 1 | Ormond Beach Gen ST1 | 681 | Southern California Edison Com | 750000 | 726000 | -24000 | 111 | 97 | 1 | 3 | 3 | 0 | 1980-01-01 | 1999-12-31
1706 | Redondo Beach 5 | AES Redondo Beach ST5 | 724 | Southern California Edison Com | 175000 | 175000 | 0 | 111 | 97 | 1 | 3 | 3 | 0 | 1980-01-01 | 1999-12-31
1707 | Redondo Beach 6 | AES Redondo Beach ST6 | 725 | Southern California Edison Com | 175000 | 175000 | 0 | 111 | 97 | 1 | 3 | 3 | 0 | 1980-01-01 | 1999-12-31
1712 | MOUNTAINVIEW 1 | Mountainview ST1 | 645 | THERMO ECOTEK | 63000 | 63000 | 0 | 111 | 97 | 1 | 3 | 3 | 0 | 1980-01-01 | 1999-12-31
1713 | MOUNTAINVIEW 2 | Mountainview ST2 | 646 | THERMO ECOTEK | 63000 | 62000 | -1000 | 111 | 97 | 1 | 3 | 3 | 0 | 1980-01-01 | 1999-12-31
1795 | Irvington 1 | Irvington ST1 | 1170 | Tucson Electric Power Company | 81000 | 81000 | 0 | 82 | 74 | 1 | 10 | 10 | 0 | 1980-01-01 | 1999-12-31
1796 | Irvington 2 | Irvington ST2 | 1171 | Tucson Electric Power Company | 81000 | 81000 | 0 | 82 | 74 | 1 | 10 | 10 | 0 | 1980-01-01 | 1999-12-31
1797 | Irvington 3 | Irvington ST3 | 1172 | Tucson Electric Power Company | 105000 | 105000 | 0 | 82 | 74 | 1 | 10 | 10 | 0 | 1980-01-01 | 1999-12-31
1977 | Los Alamos Unit 1 | Los Alamos Unit ST1 | 1098 | US ERDA-Los Alamos Area Office | 5000 | 5000 | 0 | 84 | 77 | 1 | 9 | 9 | 0 | 1980-01-01 | 1999-12-31
1978 | Los Alamos Unit 2 | Los Alamos Unit ST2 | 1099 | US ERDA-Los Alamos Area Office | 4000 | 4000 | 0 | 84 | 77 | 1 | 9 | 9 | 0 | 1980-01-01 | 1999-12-31
1979 | Los Alamos Unit 3 | Los Alamos Unit ST3 | 1100 | US ERDA-Los Alamos Area Office | 9000 | 9000 | 0 | 84 | 77 | 1 | 9 | 9 | 0 | 1980-01-01 | 1999-12-31
2033 | Rathdrum 1 | Rathdrum GT1 | 63 | Washington Water Power Company | 88000 | 88000 | 0 | 108 | 103 | 1 | 1 | 1 | 0 | 1980-01-01 | 1999-12-31
2034 | Rathdrum 2 | Rathdrum GT2 | 64 | Washington Water Power Company | 88000 | 88000 | 0 | 108 | 103 | 1 | 1 | 1 | 0 | 1980-01-01 | 1999-12-31
2047 | Pueblo 6 | Pueblo ST6 | 1048 | West Plains Energy | 20000 | 20000 | 0 | 105 | 93 | 1 | 8 | 8 | 0 | 1980-01-01 | 1999-12-31
2144 | Aurora Project GTG - Mildred Lake AB | Syncrude Aurora GTCG | 1430 | Syncrude | 80000 | 82000 | 2000 | 102 | 71 | 1 | 13 | 13 | 0 | 2000-07-07 | 2000-09-01
2156 | El Dorado Energy project | Eldorado I CC | 1162 | Reliant Energy + Sempra Energy | 480000 | 492000 | 12000 | 73 | 76 | 1 | 10 | 10 | 0 | 2000-05-01 | 2000-05-04
2161 | Fort St Vrain Phase 1 repowering | Fort St Vrain CC1 | 1010 | New Century Energies | 240000 | 246000 | 6000 | 80 | 93 | 1 | 8 | 8 | 0 | 1998-05-01 | 1999-12-31
2162 | Fort St Vrain Phase 2 | Fort St Vrain CC2 | 1011 | New Century Energies | 240000 | 235000 | -5000 | 80 | 93 | 1 | 8 | 8 | 0 | 1999-05-01 | 1999-12-31
2172 | Klamath Cogeneration 1 | Klamath CCCG | 46 | Merchant | 242000 | 484000 | 0 | 92 | 72 | 1 | 1 | 1 | 0 | 1999-06-30 | 2001-07-28
2174 | La Paloma | La Paloma CC1 | 579 | PG&E Corp | 1048000 | 262000 | 0 | 91 | 97 | 1 | 3 | 3 | 0 | 2002-07-01 | 2003-01-10
2181 | Rathdrum Power Project | Rathdrum CC | 65 | Cogentrix + Avista | 270000 | 270000 | 0 | 92 | 72 | 1 | 1 | 1 | 0 | 2001-08-01 | 2001-09-01
2187 | Sunrise Cogen Power Project | Sunrise GTCG1 | 809 | Texaco Global Gas & Power | 320000 | 168900 | 17800 | 111 | 97 | 1 | 3 | 3 | 0 | 2001-07-01 | 2001-06-07
2197 | 939 COAST MGMT | 939 Coast Management | 342 | ONSITE ENERGY | 230 | 230 | 0 | 97 | 120 | 1 | 3 | 3 | 0 | 1980-01-01 | 1999-12-31
2199 | ALISO WATER MGMT | Aliso Water Management | 354 | ALISO WATER MANAGEMENT AGENCY | 1200 | 1200 | 0 | 7 | 6 | 1 | 3 | 3 | 0 | 1980-01-01 | 1999-12-31
2200 | ALL METALS ORANGE CTY | All Metals Processing of Orange County | 355 |  | 175 | 175 | 0 | 97 | 120 | 1 | 3 | 3 | 0 | 1980-01-01 | 1999-12-31
2201 | ALLIANT FOOD SERV | Alliant Food Service | 356 | KRAFT FOOD SERVICES | 290 | 290 | 0 | 97 | 120 | 1 | 3 | 3 | 0 | 1980-01-01 | 1999-12-31
2207 | AMER CORNERSTONE HOLIDAY INN | Holiday Inn Embarcadero | 364 | INTEGRATED TOTAL EGY | 150 | 297 | 147 | 97 | 120 | 1 | 3 | 3 | 0 | 1980-01-01 | 1999-12-31
2229 | BIOLA UNIV | Biola University | 388 | BIOLA UNIVERSITY | 1124 | 1124 | 0 | 97 | 120 | 1 | 3 | 3 | 0 | 1980-01-01 | 1999-12-31
2230 | BIXBY KNOLLS TOWERS | Bixby Knolls Towers | 389 |  | 124 | 124 | 0 | 97 | 120 | 1 | 3 | 3 | 0 | 1980-01-01 | 1999-12-31
2231 | BORDEN CHEMICAL | Borden Chemical | 94 |  | 200 | 200 | 0 | 91 | 117 | 1 | 2 | 2 | 0 | 1980-01-01 | 1999-12-31
2233 | BROOKSIDE HOSPITAL | Brookside Hospital | 95 |  | 949 | 949 | 0 | 91 | 117 | 1 | 2 | 2 | 0 | 1980-01-01 | 1999-12-31
2240 | CAL POLY UNIV POMONA | Cal Poly Pomona | 399 | CAL POLY - POMONA | 115 | 115 | 0 | 97 | 120 | 1 | 3 | 3 | 0 | 1980-01-01 | 1999-12-31
2242 | CAL TECH | CalTech | 401 | CALIFORNIA INSTITUTE OF TECHNO | 4200 | 4200 | 0 | 97 | 120 | 1 | 3 | 3 | 0 | 1980-01-01 | 1999-12-31
2244 | CALIFORNIA MEDICAL | California Medical Facility | 100 |  | 1500 | 1500 | 0 | 91 | 117 | 1 | 2 | 2 | 0 | 1980-01-01 | 1999-12-31
2258 | CBS STUDIOS | CBS Studios | 405 |  | 1400 | 1400 | 0 | 97 | 120 | 1 | 3 | 3 | 0 | 1980-01-01 | 1999-12-31
2259 | CERRITOS COLLEGE | Cerritos College | 408 | CERRITOS COLLEGE | 150 | 150 | 0 | 97 | 120 | 1 | 3 | 3 | 0 | 1980-01-01 | 1999-12-31
2260 | CES NRG ALBERHILL | CES Energy Alberhill | 409 | CES ALBERHILL, LTD | 560 | 560 | 0 | 97 | 120 | 1 | 3 | 3 | 0 | 1980-01-01 | 1999-12-31
2261 | CES NRG CORONA PAC CLAY | CES Energy Corona | 410 | PACIFIC CLAY PRODUCTS | 600 | 600 | 0 | 97 | 120 | 1 | 3 | 3 | 0 | 1980-01-01 | 1999-12-31
2266 | CHILDRENS HOSPITAL | Children's Hospital | 418 | CHILDREN'S HOSPITAL & HEALTH C | 1050 | 1050 | 0 | 97 | 120 | 1 | 3 | 3 | 0 | 1980-01-01 | 1999-12-31
2267 | CHINO BASIN MUNI WTR DIST | Chino Basin MWD | 419 |  | 580 | 580 | 0 | 7 | 6 | 1 | 3 | 3 | 0 | 1980-01-01 | 1999-12-31
2269 | CHIQUITA WATER RECLAM | Chiquita Water Reclamation | 421 | SANTA MARGARITA WATER DISTRICT | 270 | 270 | 0 | 7 | 6 | 1 | 3 | 3 | 0 | 1980-01-01 | 1999-12-31
2272 | CLAREMONT TENNIS CLUB | Claremont Tennis Club | 424 | CLAREMON TENNIS CLUB | 200 | 200 | 0 | 97 | 120 | 1 | 3 | 3 | 0 | 1980-01-01 | 1999-12-31
2273 | CO SAN DIST#32 LA CO VALENCIA | Valencia Landfill | 425 | L.A. COUNTY SANITATION DISTRIC | 500 | 500 | 0 | 7 | 6 | 1 | 3 | 3 | 0 | 1980-01-01 | 1999-12-31
2276 | COGENIC ERNE SANITARIUM | Erne Sanitarium | 437 | ST ERNE SANITARIUM | 100 | 100 | 0 | 97 | 120 | 1 | 3 | 3 | 0 | 1980-01-01 | 1999-12-31
2283 | COMMERCE REFUSE-TO-NRG | Commerce RTE | 441 | COMMERCE REFUSE TO ENERGY | 12000 | 10700 | -1300 | 7 | 6 | 1 | 3 | 3 | 0 | 1980-01-01 | 1999-12-31
2285 | CONTINENTAL CAN WHITE CAP | White Cap | 113 | PG&E | 600 | 600 | 0 | 91 | 117 | 1 | 2 | 2 | 0 | 1980-01-01 | 1999-12-31
2287 | CORN PRODUCTS | Corn Products | 116 |  | 2850 | 2850 | 0 | 91 | 117 | 1 | 2 | 2 | 0 | 1980-01-01 | 1999-12-31
2292 | COTIJA CHEESE | Cotija Cheese | 452 |  | 120 | 120 | 0 | 97 | 120 | 1 | 3 | 3 | 0 | 1980-01-01 | 1999-12-31
2293 | COUNTY OF SONOMA | Sonoma County Landfill | 117 | SONOMA COUNTY | 6400 | 4480 | -1920 | 7 | 6 | 1 | 2 | 2 | 0 | 1980-01-01 | 1999-12-31
2295 | CSC WEST CENTER COGEN | CSC Western Center Cogeneration | 454 | COMPUTER SCIENCE CORPORATION | 3500 | 3500 | 0 | 97 | 120 | 1 | 3 | 3 | 0 | 1980-01-01 | 1999-12-31
2296 | CSU HUMBOLDT | CSU Humboldt | 120 |  | 350 | 350 | 0 | 91 | 117 | 1 | 2 | 2 | 0 | 1980-01-01 | 1999-12-31
2297 | CSU LONG BEACH POOL | CSU Long Beach Pool | 455 | CSU LONG BEACH | 200 | 200 | 0 | 97 | 120 | 1 | 3 | 3 | 0 | 1980-01-01 | 1999-12-31
2302 | DECOGEN | Decogen | 465 |  | 500 | 500 | 0 | 97 | 120 | 1 | 3 | 3 | 0 | 1980-01-01 | 1999-12-31
2315 | DOUBLETREE HOTEL | Doubletree Hotel | 474 | DOUBLE TREE HOTEL | 200 | 200 | 0 | 97 | 120 | 1 | 3 | 3 | 0 | 1980-01-01 | 1999-12-31
2321 | EL CONQUISTADOR | El Conquistador | 481 | EL CONQUISTADOR/NW MUTUAL LIFE | 100 | 100 | 0 | 97 | 120 | 1 | 3 | 3 | 0 | 1980-01-01 | 1999-12-31
2325 | EL SEGUNDO REFINERY III | El Segundo Refinery III | 488 | Chevron Products Company / Gov | 48200 | 48200 | 0 | 97 | 120 | 1 | 3 | 3 | 0 | 1980-01-01 | 1999-12-31
2327 | ENCINA WTR POLLUTION CNTRL | Encina Water Pollution Control | 498 | ENCINA POLLUTION CONTROL | 1425 | 1425 | 0 | 97 | 120 | 1 | 3 | 3 | 0 | 1980-01-01 | 1999-12-31
2329 | EPISCOPAL HOME | The Episcopal Home | 500 | THE EPISCOPAL HOME | 200 | 200 | 0 | 97 | 111 | 1 | 3 | 3 | 0 | 1980-01-01 | 1999-12-31
2330 | EUA-FRCII MONTEREY CC | Monterey Country Club | 502 | THE MONTEREY COUNTRY CLUB | 115 | 115 | 0 | 97 | 120 | 1 | 3 | 3 | 0 | 1980-01-01 | 1999-12-31
2331 | EUA-FRCII PALM VALLEY CC | Palm Valley Country Club | 503 | THE PALM VALLEY C C | 410 | 410 | 0 | 97 | 120 | 1 | 3 | 3 | 0 | 1980-01-01 | 1999-12-31
2332 | EUA-FRCII VINTAGE CC | Vintage Country Club | 504 | RIDGEWOOD POWER CORP | 600 | 600 | 0 | 97 | 120 | 1 | 3 | 3 | 0 | 1980-01-01 | 1999-12-31
2336 | FALCON FOAM PLASTICS | Falcon Foam Plastics | 506 | FALCON FOAM PLASTICS | 365 | 365 | 0 | 7 | 6 | 1 | 3 | 3 | 0 | 1980-01-01 | 1999-12-31
2339 | FORUM #1 | The Forum #1 | 507 | THE FORUM | 115 | 115 | 0 | 97 | 120 | 1 | 3 | 3 | 0 | 1980-01-01 | 1999-12-31
2348 | GAS RECOV SYST AMER CYN | American Canyon Landfill | 130 | SOUTH NAPA WASTE AUTHORITY | 1500 | 1350 | -150 | 7 | 6 | 1 | 2 | 2 | 0 | 1980-01-01 | 1999-12-31
2349 | GAS RECOV SYST GUADALUPE | Guadalupe Landfill | 131 | GUADALUPE RUBBISH DISPOSAL COM | 1500 | 1396 | -104 | 7 | 6 | 1 | 2 | 2 | 0 | 1980-01-01 | 1999-12-31
2350 | GAS RECOV SYST MENLO PARK | Menlo Park Landfill | 132 | CITY OF MENLO PARK | 2000 | 1900 | -100 | 7 | 6 | 1 | 2 | 2 | 0 | 1980-01-01 | 1999-12-31
2351 | GAS RECOV SYST NEWBY ISL 2 | Newby Island Landfill 2 | 133 | BFI | 4200 | 3738 | -462 | 7 | 6 | 1 | 2 | 2 | 0 | 1980-01-01 | 1999-12-31
2363 | GREAT WESTERN MALT | Great Western Malting | 523 |  | 750 | 750 | 0 | 97 | 120 | 1 | 3 | 3 | 0 | 1980-01-01 | 1999-12-31
2380 | GROSSMONT COMM COLLEGE | Grossmont Community College | 524 | GROSSMONT HOSPITAL COMM COLLEG | 200 | 200 | 0 | 97 | 120 | 1 | 3 | 3 | 0 | 1980-01-01 | 1999-12-31
2381 | GROSSMONT HOSPITAL | Grossmont Hospital | 525 | GROSSMONT HOSPITAL COMM COLLEG | 1544 | 1544 | 0 | 97 | 120 | 1 | 3 | 3 | 0 | 1980-01-01 | 1999-12-31
2392 | HENRY MAYO NEWHALL MEM HOSP | Henry Mayo Newhall Memorial Hospital | 545 | HENRY MAYO NEWHALL MEMORIAL | 450 | 450 | 0 | 97 | 120 | 1 | 3 | 3 | 0 | 1980-01-01 | 1999-12-31
2399 | HOTEL DEL CORONADO | Hotel del Coronado | 549 | HOTEL DEL CORONADO | 800 | 800 | 0 | 97 | 120 | 1 | 3 | 3 | 0 | 1980-01-01 | 1999-12-31
2403 | HUNTER IND | Hunter Industries | 551 | HUNTER INDUSTRIES | 690 | 690 | 0 | 97 | 120 | 1 | 3 | 3 | 0 | 1980-01-01 | 1999-12-31
2412 | JACKSON VALLEY NRG | Jackson Valley | 184 |  | 17100 | 18000 | 900 | 6 | 7 | 1 | 2 | 2 | 0 | 1980-01-01 | 1999-12-31
2416 | KAWEAH DELTA DIST HOSP | Kaweah Delta District Hospital | 563 | KAWEAH DELTA HOSPITA | 1100 | 1100 | 0 | 97 | 120 | 1 | 3 | 3 | 0 | 1980-01-01 | 1999-12-31
2420 | KYOCERA INTERNATIONAL | Kyocera | 575 | CALPINE | 3250 | 3250 | 0 | 97 | 120 | 1 | 3 | 3 | 0 | 1980-01-01 | 1999-12-31
2421 | LA CANADA USD LA CANADA SCHOOL | La Canada School | 576 |  | 120 | 120 | 0 | 97 | 120 | 1 | 3 | 3 | 0 | 1980-01-01 | 1999-12-31
2426 | LE MERIDIEN HOTEL I | Le Meridian Hotel | 590 | EUA/ONSITE ENERGY, L.P. | 600 | 600 | 0 | 97 | 120 | 1 | 3 | 3 | 0 | 1980-01-01 | 1999-12-31
2432 | LONG BEACH BELMONT PLAZA POOL | Belmont Plaza Pool | 597 | CITY OF LONG BEACH | 120 | 120 | 0 | 97 | 120 | 1 | 3 | 3 | 0 | 1980-01-01 | 1999-12-31
2434 | LOS ALAMOS NRG | Los Alamos Energy | 599 | LOS ALAMOS ENERGY, LLC | 900 | 900 | 0 | 7 | 6 | 1 | 3 | 3 | 0 | 1980-01-01 | 1999-12-31
2437 | LUNDY THAGARD OIL | Lundy (Thagard Oil) | 602 | LUNDAY THAGARD CO. | 1400 | 1400 | 0 | 97 | 120 | 1 | 3 | 3 | 0 | 1980-01-01 | 1999-12-31
2446 | MARIOTT I No | Mariott Hotel & Marina I - North | 609 | MARRIOTT ENTERPRISES | 800 | 800 | 0 | 97 | 120 | 1 | 3 | 3 | 0 | 1980-01-01 | 1999-12-31
2447 | MARIOTT II So | Mariott Hotel & Marina II - South | 610 | MARRIOTT ENTERPRISES | 800 | 800 | 0 | 97 | 120 | 1 | 3 | 3 | 0 | 1980-01-01 | 1999-12-31
2448 | MCANALLY EGG RANCH | McAnally Egg Ranch | 611 |  | 120 | 120 | 0 | 97 | 120 | 1 | 3 | 3 | 0 | 1980-01-01 | 1999-12-31
2450 | MEDICAL CTR HOSP | Medical Center Hospital | 613 | WESTNAVFACENGCOM - CODE 163 | 2400 | 2400 | 0 | 97 | 120 | 1 | 3 | 3 | 0 | 1980-01-01 | 1999-12-31
2457 | MERCY HOSPITAL II | Mercy Hospital II | 615 | MERCY HOSPITAL AND MEDICAL CEN | 800 | 800 | 0 | 97 | 120 | 1 | 3 | 3 | 0 | 1980-01-01 | 1999-12-31
2459 | METAL SURFACES | Metal Surfaces | 616 |  | 350 | 350 | 0 | 97 | 120 | 1 | 3 | 3 | 0 | 1980-01-01 | 1999-12-31
2460 | MH WHITTIER CAL | M H Whittier Cal | 617 |  | 500 | 500 | 0 | 97 | 120 | 1 | 3 | 3 | 0 | 1980-01-01 | 1999-12-31
2461 | MICRO UTIL FOSS PLANTING | Foss Plating | 618 | FOSS PLATING INC. | 100 | 100 | 0 | 97 | 120 | 1 | 3 | 3 | 0 | 1980-01-01 | 1999-12-31
2462 | MICRO UTIL LK ARROWHEAD HILTON | Lake Arrowhead Hilton | 619 | LAKE ARROWHEAD HILTON | 280 | 280 | 0 | 97 | 120 | 1 | 3 | 3 | 0 | 1980-01-01 | 1999-12-31
2463 | MICRO UTIL QUAKER | Quaker | 620 | TRAIN JOHNSON POWER | 100 | 100 | 0 | 97 | 120 | 1 | 3 | 3 | 0 | 1980-01-01 | 1999-12-31
2464 | MICRO UTIL SAFE PLANTING | Safe Plating | 621 | TRAIN JOHNSON POWER | 100 | 100 | 0 | 97 | 120 | 1 | 3 | 3 | 0 | 1980-01-01 | 1999-12-31
2473 | MIRAMAR | Miramar GT | 633 | DYNERGY POWER AND NRG ENERGY, | 43100 | 39000 | -4100 | 97 | 111 | 1 | 3 | 3 | 0 | 1980-01-01 | 1999-12-31
2475 | MM WOODVILLE | MM Woodville rerate | 634 | MM WOODVILLE ENERGY LLC | 4300 | 4300 | 0 | 7 | 6 | 1 | 3 | 3 | 0 | 1980-01-01 | 2000-01-01
2481 | MONTEREY PWR CO | Sunnyside GTCG | 205 |  | 6000 | 5800 | -200 | 97 | 91 | 1 | 3 | 2 | 1 | 1980-01-01 | 1999-12-31
2485 | MULE CRK STATE PRISON | Mule Creek State Prison | 211 | MULE CREEK STATE PRISON | 3000 | 3000 | 0 | 91 | 117 | 1 | 2 | 2 | 0 | 1980-01-01 | 1999-12-31
2487 | MUNICIPAL COGEN | Municipal Cogen | 648 | CITY OF PALM SPRINGS | 1300 | 1300 | 0 | 97 | 120 | 1 | 3 | 3 | 0 | 1980-01-01 | 1999-12-31
2488 | NAPA STATE HOSP | Napa State Hospital | 212 |  | 1330 | 1330 | 0 | 91 | 117 | 1 | 2 | 2 | 0 | 1980-01-01 | 1999-12-31
2491 | NEWBY LAND | Newby Island Landfill 1 | 213 | BFI | 5300 | 5035 | -265 | 7 | 6 | 1 | 2 | 2 | 0 | 1980-01-01 | 1999-12-31
2495 | NOVE INVESTMENTS | Contra Costa Landfill | 214 |  | 3000 | 2449 | -551 | 7 | 6 | 1 | 2 | 2 | 0 | 1980-01-01 | 1999-12-31
2500 | NUEVO NRG - WELPORT | Welport | 657 |  | 4000 | 4000 | 0 | 97 | 120 | 1 | 3 | 3 | 0 | 1980-01-01 | 1999-12-31
2507 | OGDEN PAC PWR SANTA CLARA | Santa Clara Landfill | 218 | CITY OF SANTA CLARA | 1400 | 1200 | -200 | 7 | 6 | 1 | 2 | 2 | 0 | 1980-01-01 | 1999-12-31
2519 | ORANGE CTY SAN 1 | OCSD Plant 1 | 676 | ORANGE COUNTY SANITATION DISTR | 4500 | 600 | -3900 | 7 | 6 | 1 | 3 | 3 | 0 | 1980-01-01 | 1999-12-31
2525 | OTAY I PWR STATION | Otay I Power Station | 683 | OGDEN ENERGY GROUP, INC. | 1900 | 1196 | -704 | 7 | 6 | 1 | 3 | 3 | 0 | 1980-01-01 | 1999-12-31
2526 | OTAY LANDFILL2 | Otay Landfill 2 | 684 | ALLIED WASTE | 3700 | 1196 | -2504 | 7 | 6 | 1 | 3 | 3 | 0 | 1980-01-01 | 1999-12-31
2527 | OXNARD HIGH | Oxnard High School | 685 | OXNARD HIGH SCHOOL | 120 | 120 | 0 | 97 | 120 | 1 | 3 | 3 | 0 | 1980-01-01 | 1999-12-31
2528 | OXNARD LANDFILL | Oxnard Landfill | 686 | J & C PROPERTIES, ET AL. | 5625 | 5096 | -529 | 7 | 6 | 1 | 3 | 3 | 0 | 1980-01-01 | 1999-12-31
2529 | OXNARD WWTP | Oxnard WWTP | 687 | CITY OF OXNARD | 1500 | 1500 | 0 | 97 | 120 | 1 | 3 | 3 | 0 | 1980-01-01 | 1999-12-31
2532 | PACIFIC BELL | Pacific Bell GT | 690 |  | 6420 | 4900 | -1520 | 97 | 111 | 1 | 3 | 3 | 0 | 1980-01-01 | 1999-12-31
2535 | PALM SPRINGS | Palm Springs | 691 | CITY OF PALM SPRINGS | 250 | 250 | 0 | 7 | 6 | 1 | 3 | 3 | 0 | 1980-01-01 | 1999-12-31
2536 | PALM SPRINGS SUNRISE PLAZA | Sunrise Plaza | 692 | CITY OF PALM SPRINGS | 641 | 641 | 0 | 97 | 120 | 1 | 3 | 3 | 0 | 1980-01-01 | 1999-12-31
2538 | PALOMAR MED CTR | Palomar Medical Center | 693 | PALOMAR POMERADO HOSPITAL DIST | 1300 | 1300 | 0 | 97 | 120 | 1 | 3 | 3 | 0 | 1980-01-01 | 1999-12-31
2539 | PALOS VERDES NRG RECO | Palos Verdes | 694 | L.A. COUNTY SANITATION DISTRIC | 13000 | 11400 | -1600 | 7 | 6 | 1 | 3 | 3 | 0 | 1980-01-01 | 1999-12-31
2541 | PAPER PAK PROD | Paper Pak Products | 695 | PAPER PAK PRODUCTS | 1400 | 1400 | 0 | 97 | 120 | 1 | 3 | 3 | 0 | 1980-01-01 | 1999-12-31
2543 | PCA METAL FINISH | PCA Metal Finishing | 696 |  | 100 | 100 | 0 | 97 | 120 | 1 | 3 | 3 | 0 | 1980-01-01 | 1999-12-31
2547 | PETROMINERALS CORP | Petrominerals | 705 | PETROMINERALS CORP | 500 | 500 | 0 | 97 | 120 | 1 | 3 | 3 | 0 | 1980-01-01 | 1999-12-31
2552 | PLANT2 ORANGE CTY SANITA | OCSD Plant 2 | 709 | ORANGE COUNTY SANITATION DISTR | 12000 | 1200 | -10800 | 7 | 6 | 1 | 3 | 3 | 0 | 1980-01-01 | 1999-12-31
2554 | POMERADO HOSP | Pomerado Hospital | 711 | PALOMAR POMERADO HOSPITAL DIST | 350 | 350 | 0 | 97 | 120 | 1 | 3 | 3 | 0 | 1980-01-01 | 1999-12-31
2555 | POMONA POWER | Pomona Power Facility | 712 | POMONA G P INC | 3300 | 3300 | 0 | 97 | 120 | 1 | 3 | 3 | 0 | 1980-01-01 | 1999-12-31
2556 | POMONA VALLEY COMM HOSP | Pomona Valley Community Hospital | 713 | POMONA VALLEY COMMUNITY HOSPIT | 800 | 800 | 0 | 97 | 120 | 1 | 3 | 3 | 0 | 1980-01-01 | 1999-12-31
2559 | PRIMA DESHECHA LANDFILL | MM Prima Deschecha | 714 | ORANGE COUNTY I.W.M. | 9000 | 5210 | -3790 | 7 | 6 | 1 | 3 | 3 | 0 | 1980-01-01 | 1999-12-31
2561 | PT LOMA SEWAGE TREAT | Pt Loma Sewage Treatment | 719 | SAN DIEGO WATER UTILITIES | 2700 | 1890 | -810 | 7 | 6 | 1 | 3 | 3 | 0 | 1980-01-01 | 1999-12-31
2562 | PUENTE HILLS NRG RECO A | Puente Hills 1 | 720 | L.A. COUNTY SANITATION DISTRIC | 4000 | 44200 | -6300 | 7 | 6 | 1 | 3 | 3 | 0 | 1980-01-01 | 1999-12-31
2563 | PUENTE HILLS NRG RECO B | Puente Hills 2 | 721 | L.A. COUNTY SANITATION DISTRIC | 50000 | 3500 | 0 | 7 | 6 | 1 | 3 | 3 | 0 | 1980-01-01 | 1999-12-31
2564 | QUALCOMM | Qualcomm | 722 | HOME FED BANK | 2250 | 2250 | 0 | 97 | 120 | 1 | 3 | 3 | 0 | 1980-01-01 | 1999-12-31
2565 | RED LION INN | Red Lion Inn | 723 | RED LION INN | 460 | 460 | 0 | 97 | 120 | 1 | 3 | 3 | 0 | 1980-01-01 | 1999-12-31
2567 | RHONE-POULENC-DOMINGUEZ PLT | Dominguez Plant | 728 | RHONE-POULENC BASIC CHEMICALS | 4900 | 4900 | 0 | 97 | 120 | 1 | 3 | 3 | 0 | 1980-01-01 | 1999-12-31
2569 | RIALTO USD | Eisenhower High School | 729 | EISENHOWER HIGH SCHOOL | 100 | 100 | 0 | 97 | 120 | 1 | 3 | 3 | 0 | 1980-01-01 | 1999-12-31
2571 | RIMROCK VILLAGE PARTERS | Rimrock Village Apartments | 730 | RIMROCK VILLAGE APARTMENTS | 120 | 120 | 0 | 97 | 120 | 1 | 3 | 3 | 0 | 1980-01-01 | 1999-12-31
2578 | RJ DONOVAN CORRECTIONAL | R J Donovan Correctional Facility | 740 |  | 3130 | 3130 | 0 | 97 | 120 | 1 | 3 | 3 | 0 | 1980-01-01 | 1999-12-31
2579 | ROY SHARP JR | Roy Sharp Jr | 744 |  | 100 | 100 | 0 | 6 | 7 | 1 | 3 | 3 | 0 | 1980-01-01 | 1999-12-31
2580 | ROYAL FARMS#2 | Royal Farms #2 | 745 | ROYAL FARMS | 100 | 100 | 0 | 6 | 7 | 1 | 3 | 3 | 0 | 1980-01-01 | 1999-12-31
2581 | ROYALTY CARPET MILLS | Royalty Carpet Mills | 746 |  | 425 | 425 | 0 | 97 | 120 | 1 | 3 | 3 | 0 | 1980-01-01 | 1999-12-31
2583 | SAINT AGNES HOSP | Saint Agnes Hospital | 747 |  | 2325 | 2325 | 0 | 97 | 120 | 1 | 3 | 3 | 0 | 1980-01-01 | 1999-12-31
2584 | SALK INSTITUTE | Salk Institute | 748 |  | 1300 | 1300 | 0 | 97 | 120 | 1 | 3 | 3 | 0 | 1980-01-01 | 1999-12-31
2585 | SAN ANTONIO COMM HOSP | San Antonio Community Hospital | 755 | SAN ANTONIO COMMUNIT | 1744 | 1744 | 0 | 97 | 120 | 1 | 3 | 3 | 0 | 1980-01-01 | 1999-12-31
2587 | SAN DIEGO PWR&COOL | San Diego Power & Cooling | 756 | ONSITE ENERGY, INC. | 1600 | 1600 | 0 | 97 | 120 | 1 | 3 | 3 | 0 | 1980-01-01 | 1999-12-31
2596 | SAN JOSE CONVENTION CTR | San Jose Convention Center | 279 |  | 1500 | 1500 | 0 | 91 | 117 | 1 | 2 | 2 | 0 | 1980-01-01 | 1999-12-31
2597 | SAN MARCOS LANDFILL LA | San Marcos Landfill Facility | 759 | SAN DIEGO COUNTY | 1000 | 1000 | 0 | 7 | 6 | 1 | 3 | 3 | 0 | 1980-01-01 | 1999-12-31
2601 | SANTA BARBARA CTY JAIL | Santa Barbara County Jail | 764 |  | 200 | 200 | 0 | 97 | 120 | 1 | 3 | 3 | 0 | 1980-01-01 | 1999-12-31
2603 | SANTA CRUZ COGEN | Santa Cruz Cogen | 283 |  | 2635 | 2635 | 0 | 91 | 117 | 1 | 2 | 2 | 0 | 1980-01-01 | 1999-12-31
2606 | SANTA MONICA BAY HOTEL | Santa Monica Bay Hotel | 766 | LOEWS SANTA MONICA BEACH HOTEL | 950 | 950 | 0 | 97 | 120 | 1 | 3 | 3 | 0 | 1980-01-01 | 1999-12-31
2609 | SDSU MAIN | SDSU Main | 770 | SAN DIEGO STATE UNIVERSITY | 3000 | 3000 | 0 | 97 | 120 | 1 | 3 | 3 | 0 | 1980-01-01 | 1999-12-31
2610 | SEA WORLD | Sea World | 771 | SEA WORLD., INC. | 2560 | 2560 | 0 | 97 | 120 | 1 | 3 | 3 | 0 | 1980-01-01 | 1999-12-31
2644 | SOCAL GAS | standby | 787 | SO.CALIF.GAS CO. | 550 | 0 | -550 | 97 | 120 | 1 | 3 | 3 | 0 | 1980-01-01 | 1999-12-31
2645 | SOCAL GAS HYATT REGENCY | Hyatt Regency | 788 |  | 200 | 200 | 0 | 97 | 120 | 1 | 3 | 3 | 0 | 1980-01-01 | 1999-12-31
2646 | SOCAL GAS SCAQMD | SCAQMD | 789 |  | 200 | 200 | 0 | 97 | 120 | 1 | 3 | 3 | 0 | 1980-01-01 | 1999-12-31
2647 | SOCAL GAS UCSB | UCSB | 790 |  | 200 | 200 | 0 | 97 | 120 | 1 | 3 | 3 | 0 | 1980-01-01 | 1999-12-31
2648 | SOLANO COUNTY GOV CTR | Solano County Government Center | 295 |  | 1450 | 1450 | 0 | 91 | 117 | 1 | 2 | 2 | 0 | 1980-01-01 | 1999-12-31
2650 | SOLEDAD PRISON | Soledad State Prison | 298 |  | 2200 | 2200 | 0 | 97 | 117 | 1 | 3 | 2 | 1 | 1980-01-01 | 1999-12-31
2654 | SPADRA LANDFILL | Spadra Landfill | 800 | CA POLYTECHNIC POMONA | 8000 | 7000 | -1000 | 7 | 6 | 1 | 3 | 3 | 0 | 1980-01-01 | 1999-12-31
2657 | ST JOHNS HOSP | St John's Hospital and Health Center | 805 | ST.JOHN'S HOSPITAL &HEALTH CTR | 1080 | 1080 | 0 | 97 | 120 | 1 | 3 | 3 | 0 | 1980-01-01 | 1999-12-31
2658 | ST LUKE MED CTR | St Luke Medical Center | 806 | ORNDNA HEALTH CORPORATION | 1000 | 1000 | 0 | 97 | 120 | 1 | 3 | 3 | 0 | 1980-01-01 | 1999-12-31
2661 | STOCKTON WWTP | Stockton WWTP | 305 |  | 1350 | 1350 | 0 | 91 | 117 | 1 | 2 | 2 | 0 | 1980-01-01 | 1999-12-31
2665 | SUMMIT MED COGEN | Summit Medical Cogeneration | 306 |  | 2860 | 2860 | 0 | 91 | 117 | 1 | 2 | 2 | 0 | 1980-01-01 | 1999-12-31
2666 | SUNNYVALE LANDFILL GAS | Sunnyvale Landfill | 307 | CITY OF SUNNYVALE PUBLIC WORKS | 1600 | 480 | -1120 | 7 | 6 | 1 | 2 | 2 | 0 | 1980-01-01 | 1999-12-31
2668 | SW MARINE | Southwest Marine | 807 | SOUTHWEST MARINE | 1300 | 1300 | 0 | 97 | 120 | 1 | 3 | 3 | 0 | 1980-01-01 | 1999-12-31
2670 | SYCAMORE LANDFILL | Sycamore Landfill | 815 | ALLIED WASTE | 1500 | 1246 | -254 | 7 | 6 | 1 | 3 | 3 | 0 | 1980-01-01 | 1999-12-31
2672 | TAJIGUAS LANDFILL | MM Tajiguas | 816 | SANTA BARBARA COUNTY | 3200 | 1870 | -1330 | 7 | 6 | 1 | 3 | 3 | 0 | 1980-01-01 | 2000-11-15
2684 | TOTAL ENERGY SANITA | Total EF | 829 | County Sanitation Districts of | 16500 | 900 | -15600 | 7 | 6 | 1 | 3 | 3 | 0 | 1980-01-01 | 1999-12-31
2687 | TRW | TRW | 831 | TRW INC. | 1300 | 1300 | 0 | 97 | 120 | 1 | 3 | 3 | 0 | 1980-01-01 | 1999-12-31
2689 | TULARE COUNTY LANDFILL | MM Tulare | 833 | MINNESOTA METHANE | 1900 | 1870 | -30 | 7 | 6 | 1 | 3 | 3 | 0 | 1980-01-01 | 1999-12-31
2690 | TULARE DETENTION | Tulare Detention Facility (Bob Wiley) | 834 | COUNTY OF TULARE | 550 | 550 | 0 | 97 | 120 | 1 | 3 | 3 | 0 | 1980-01-01 | 1999-12-31
2691 | TURBINE TECH | Turbine Tech | 835 | TURBINE TECHNOLOGY | 150 | 150 | 0 | 97 | 120 | 1 | 3 | 3 | 0 | 1980-01-01 | 1999-12-31
2695 | UNION TRIBUNE PUB | Union-Tribune Publishing | 838 | COPLEY PRESS, INC. | 3100 | 3100 | 0 | 97 | 120 | 1 | 3 | 3 | 0 | 1980-01-01 | 1999-12-31
2702 | VA HOSPITAL | VA Hospital | 844 | VA MEDICAL CENTER | 850 | 850 | 0 | 97 | 120 | 1 | 3 | 3 | 0 | 1980-01-01 | 1999-12-31
2705 | VANGUARD - ELECTROPLAT | Vanguard (Electronic Plating) | 848 | VANGUARD/ELECTRONIC PLATING | 100 | 100 | 0 | 97 | 120 | 1 | 3 | 3 | 0 | 1980-01-01 | 1999-12-31
2706 | VENTURA EAST WTR RENOV | Eastside Water Renovation | 849 | CITY OF VENTURA | 548 | 548 | 0 | 97 | 120 | 1 | 3 | 3 | 0 | 1980-01-01 | 1999-12-31
2710 | VINTAGE PETRO | Vintage Petroleum | 857 | CONOCO, INC. | 3300 | 3300 | 0 | 97 | 120 | 1 | 3 | 3 | 0 | 1980-01-01 | 1999-12-31
2714 | WAVE | The Wave | 864 |  | 120 | 120 | 0 | 97 | 120 | 1 | 3 | 3 | 0 | 1980-01-01 | 1999-12-31
2742 | YOLO COUNTY LANDFILL | MM Yolo | 335 | YOLO COUNTY | 2400 | 2110 | -290 | 7 | 6 | 1 | 2 | 2 | 0 | 1980-01-01 | 1999-12-31
2744 | YOUNTVILLE COGEN | Yountville Cogen | 336 |  | 3000 | 3000 | 0 | 91 | 117 | 1 | 2 | 2 | 0 | 1980-01-01 | 1999-12-31
2761 | Neil Simpson II #GT1 | Neil Simpson II GT | 952 | Black Hills Corp | 34000 | 42000 | 8000 | 93 | 106 | 1 | 7 | 7 | 0 | 2000-06-01 | 2000-07-01
2762 | Whitehead #3 | Whitehead IC3 | 1339 | Springville City of | 6800 | 6800 | 0 | 94 | 104 | 1 | 11 | 11 | 0 | 2000-02-01 | 2000-02-01
2772 | Fort McMurray (#B) |  | 1429 | TransAlta | 46000 |  | 46000 | 71 | 101 | 1 | 13 | 13 | 0 | 1980-01-01 | #N/A
2773 | Fort Nelson | Fort Nelson GT | 1431 | TransAlta | 45000 | 45000 | 0 | 71 | 102 | 1 | 13 | 13 | 0 | 2000-01-01 | 1999-12-31
2783 | Poplar Hill | Poplar Hill GT | 1463 | ATCO Power | 43000 | 45000 | 2000 | 71 | 102 | 1 | 13 | 13 | 0 | 1980-01-01 | 1999-12-31
2790 | Valmont | Valmont GT7 | 1076 | Black Hills | 37000 | 37000 | 0 | 93 | 105 | 1 | 8 | 8 | 0 | 2000-06-01 | 2000-06-01
2792 | APEX Industrial Ezpansion | Apex Industrial CC1 | 1140 | Mirant | 500000 | 550000 | 50000 | 74 | 76 | 1 | 10 | 10 | 0 | 2003-05-01 | 2003-04-10
2794 | Big Hanaford | Big Hanaford CC | 6 | TransAlta | 248000 | 248000 | 0 | 91 | 72 | 1 | 1 | 1 | 0 | 2002-07-01 | 2002-08-13
2796 | Calpine Gilroy Phase I | Gilroy GT1 | 160 | Calpine | 135000 | 48700 | 11100 | 91 | 100 | 1 | 2 | 2 | 0 | 2001-09-01 | 2001-12-05
2797 | Carseland | Carseland GT1 | 1411 | TransCanada | 81000 | 40500 | 0 | 71 | 102 | 1 | 13 | 13 | 0 | 2001-09-01 | 2001-09-25
2806 | Elmworth Area | Elmworth IC | 1426 | Northstone Power Corp. | 15000 | 3000 | -12000 | 71 | 102 | 1 | 13 | 13 | 0 | 2001-10-01 | 2001-12-01
2807 | Frederickson (Westcoast) | Frederickson CC | 30 | Westcoast Energy/EPCOR dba Fre | 249000 | 249000 | 0 | 92 | 72 | 1 | 1 | 1 | 0 | 2002-09-01 | 2002-09-03
2808 | Gillette Upgrade | Gillette GT | 936 | Black Hills | 40000 | 42000 | 2000 | 93 | 106 | 1 | 7 | 7 | 0 | 2001-06-01 | 2001-06-01
2813 | Hermiston Power Project 1 & 2 | Hermiston Power CCCG | 41 | Calpine, dba Hermiston Power P | 630000 | 530000 | 0 | 92 | 72 | 1 | 1 | 1 | 0 | 2002-06-01 | 2002-08-20
2825 | Red Deer (B) |  | 1472 | Collicutt Hanover Servcies | 2000 |  | -2000 | 71 | 101 | 1 | 13 | 13 | 0 | 2001-10-01 | #N/A
2831 | TRI-Center Power Plant | TRI-Center GT1 | 1389 | Naniwa Energy | 360000 | 60000 | 0 | 76 | 83 | 1 | 12 | 12 | 0 | 2001-06-01 | 2001-06-01
2834 | Wildflower Indigo | Indigo GT1 | 868 | InterGen | 135000 | 45000 | 0 | 97 | 111 | 1 | 3 | 3 | 0 | 2001-07-01 | 2001-07-18
2835 | Wildflower Larkspur | Larkspur GT1 | 869 | InterGen | 90000 | 43000 | -4000 | 97 | 111 | 1 | 3 | 3 | 0 | 2001-07-01 | 2001-07-04
2844 | Redhawk 1 | Redhawk CC1 | 1205 | APS/Reliant | 530000 | 530000 | 0 | 91 | 74 | 1 | 2 | 10 | 1 | 2002-10-01 | 2002-07-15
2845 | Redhawk 2 | Redhawk CC2 | 1206 | APS/Reliant | 530000 | 530000 | 0 | 91 | 74 | 1 | 2 | 10 | 1 | 2002-10-01 | 2002-07-15
2846 | Coyote Springs 2 | Coyote Springs II CC | 20 | Avista Utilities dba Coyote Sp | 280000 | 281000 | 1000 | 92 | 72 | 1 | 1 | 1 | 0 | 2002-12-01 | 2003-07-01
2849 | Sunrise Cogen Power Project | Sunrise CCCG | 808 | Texaco Global Gas & Power | 320000 | 260000 | 60000 | 111 | 97 | 1 | 3 | 3 | 0 | 2003-08-01 | 2003-07-15
2850 | Chehalis | Chehalis Generation CC | 15 | Tractebel | 548000 | 520000 | 28000 | 92 | 72 | 1 | 1 | 1 | 0 | 2003-10-01 | 2003-10-01
14 | Apache Station ST2 | Apache Station ST2 | 1137 | Arizona Electric Power Coopera | 175000 | 175000 | 0 | 82 | 31 | 2 | 10 | 10 | 0 | 1980-01-01 | 1999-12-31
15 | Apache Station ST3 | Apache Station ST3 | 1138 | Arizona Electric Power Coopera | 175000 | 175000 | 0 | 82 | 31 | 2 | 10 | 10 | 0 | 1980-01-01 | 1999-12-31
50 | Yucca GT4 | Yucca GT4 | 1255 | Arizona Public Service Company | 66000 | 61000 | -5000 | 82 | 42 | 2 | 10 | 10 | 0 | 1980-01-01 | 1999-12-31
483 | Heber City NA7 | Heber City IC7 | 1291 | Heber Light & Power Company - | 1550 | 1600 | 50 | 104 | 42 | 2 | 11 | 11 | 0 | 1980-01-01 | 1999-12-31
550 | Coachella 1 | Coachella ST1 | 426 | Imperial Irrigation District - | 20000 | 20000 | 0 | 111 | 42 | 2 | 3 | 3 | 0 | 1980-01-01 | 1999-12-31
551 | Coachella 2 | Coachella ST2 | 427 | Imperial Irrigation District - | 20000 | 20000 | 0 | 111 | 42 | 2 | 3 | 3 | 0 | 1980-01-01 | 1999-12-31
552 | Coachella 3 | Coachella ST3 | 428 | Imperial Irrigation District - | 20000 | 20000 | 0 | 111 | 42 | 2 | 3 | 3 | 0 | 1980-01-01 | 1999-12-31
553 | Coachella 4 | Coachella ST4 | 429 | Imperial Irrigation District - | 20000 | 20000 | 0 | 111 | 42 | 2 | 3 | 3 | 0 | 1980-01-01 | 1999-12-31
568 | El Centro 3 | El Centro ST3 | 478 | Imperial Irrigation District - | 48000 | 48000 | 0 | 111 | FO6 | 2 | 3 | 3 | 0 | 1980-01-01 | 1999-12-31
569 | El Centro 4 | El Centro ST4 | 479 | Imperial Irrigation District - | 80000 | 80000 | 0 | 111 | FO6 | 2 | 3 | 3 | 0 | 1980-01-01 | 1999-12-31
573 | Rockwood 1 | Rockwood ST1 | 742 | Imperial Irrigation District - | 25000 | 25000 | 0 | 111 | 42 | 2 | 3 | 3 | 0 | 1980-01-01 | 1999-12-31
574 | Rockwood 2 | Rockwood ST2 | 743 | Imperial Irrigation District - | 25000 | 25000 | 0 | 111 | 42 | 2 | 3 | 3 | 0 | 1980-01-01 | 1999-12-31
581 | Lamar Plt IC1 | Lamar Plant IC1 | 1030 | Lamar CO, City of | 2000 | 1000 | -1000 | 105 | 42 | 2 | 8 | 8 | 0 | 1980-01-01 | 1999-12-31
582 | Lamar Plt IC2 | Lamar Plant IC2 | 1031 | Lamar CO, City of | 1000 | 1000 | 0 | 105 | 42 | 2 | 8 | 8 | 0 | 1980-01-01 | 1999-12-31
707 | BGI 1 | BGI CKCG | 904 | Montana Power Company, The - M | 57000 | 57000 | 0 | 21 | COK | 2 | 6 | 6 | 0 | 1980-01-01 | 1999-12-31
907 | Hunters Point GT1 | Hunters Point GT | 183 | Pacific Gas & Electric Company | 52000 | 52000 | 0 | 100 | 42 | 2 | 2 | 2 | 0 | 1980-01-01 | 1999-12-31
951 | Potrero 4 | Potrero GT4 | 245 | Pacific Gas & Electric Company | 52000 | 54000 | 2000 | 100 | 42 | 2 | 2 | 2 | 0 | 1980-01-01 | 1999-12-31
952 | Potrero 5 | Potrero GT5 | 246 | Pacific Gas & Electric Company | 52000 | 55000 | 3000 | 100 | 42 | 2 | 2 | 2 | 0 | 1980-01-01 | 1999-12-31
953 | Potrero 6 | Potrero GT6 | 247 | Pacific Gas & Electric Company | 52000 | 53000 | 1000 | 100 | 42 | 2 | 2 | 2 | 0 | 1980-01-01 | 1999-12-31
996 | Boise Cascade 1 | Medford Cogen | 9 | PacifiCorp | 9000 | 6000 | -3000 | 7 | 103 | 2 | 1 | 1 | 0 | 1980-01-01 | 2001-08-01
1029 | General Chemical 1 | General Chemical CG | 1284 | PacifiCorp | 32000 | 500 | 31500 | 7 | 35 | 2 | 7 | 11 | 1 | 1980-01-01 | 1999-12-31
1190 | Provo 5 | Provo IC5 | 1320 | Provo City Corp - UT | 2500 | 2500 | 0 | 104 | 42 | 2 | 11 | 11 | 0 | 1980-01-01 | 1999-12-31
1191 | Provo 6 | Provo IC6 | 1321 | Provo City Corp - UT | 2500 | 2500 | 0 | 104 | 42 | 2 | 11 | 11 | 0 | 1980-01-01 | 1999-12-31
1192 | Provo 7 | Provo IC7 | 1322 | Provo City Corp - UT | 2500 | 2500 | 0 | 104 | 42 | 2 | 11 | 11 | 0 | 1980-01-01 | 1999-12-31
1193 | Provo 8 | Provo IC8 | 1323 | Provo City Corp - UT | 2500 | 2500 | 0 | 104 | 42 | 2 | 11 | 11 | 0 | 1980-01-01 | 1999-12-31
1257 | Valmont 5 | Valmont ST5 | 1074 | Public Service Company of Colo | 189000 | 189000 | 0 | 105 | 36 | 2 | 8 | 8 | 0 | 1980-01-01 | 1999-12-31
1554 | Pinon Pine 1 | Pinon Pine | 1372 | Sierra Pacific Power Company - | 105000 | 90000 | -15000 | 7 | 42 | 2 | 12 | 12 | 0 | 1980-01-01 | 1999-12-31
1764 | Steam Plant No 2 1 | Steam Plant No 2 AB1 | 74 | Tacoma Department of Public Ut | 19000 | 19000 | 0 | 7 | 38 | 2 | 1 | 1 | 0 | 1980-01-01 | 1999-12-31
1765 | Steam Plant No 2 2 | Steam Plant No 2 AB2 | 75 | Tacoma Department of Public Ut | 19000 | 19000 | 0 | 7 | 38 | 2 | 1 | 1 | 0 | 1980-01-01 | 1999-12-31
1798 | Irvington 4 | Irvington ST4 | 1173 | Tucson Electric Power Company | 156000 | 156000 | 0 | 82 | 31 | 2 | 10 | 10 | 0 | 1980-01-01 | 1999-12-31
2048 | Pueblo IC1 | Pueblo IC1 | 1049 | West Plains Energy | 2000 | 2000 | 0 | 105 | 42 | 2 | 8 | 8 | 0 | 1980-01-01 | 1999-12-31
2049 | Pueblo IC2 | Pueblo IC2 | 1050 | West Plains Energy | 2000 | 2000 | 0 | 105 | 42 | 2 | 8 | 8 | 0 | 1980-01-01 | 1999-12-31
2050 | Pueblo IC3 | Pueblo IC3 | 1051 | West Plains Energy | 2000 | 2000 | 0 | 105 | 42 | 2 | 8 | 8 | 0 | 1980-01-01 | 1999-12-31
2051 | Pueblo IC4 | Pueblo IC4 | 1052 | West Plains Energy | 2000 | 2000 | 0 | 105 | 42 | 2 | 8 | 8 | 0 | 1980-01-01 | 1999-12-31
2052 | Pueblo IC5 | Pueblo IC5 | 1053 | West Plains Energy | 2000 | 2000 | 0 | 105 | 42 | 2 | 8 | 8 | 0 | 1980-01-01 | 1999-12-31
2053 | Rocky Ford IC1 | Rocky Ford IC1 | 1062 | West Plains Energy | 2000 | 2000 | 0 | 105 | 42 | 2 | 8 | 8 | 0 | 1980-01-01 | 1999-12-31
2054 | Rocky Ford IC2 | Rocky Ford IC2 | 1063 | West Plains Energy | 2000 | 2000 | 0 | 105 | 42 | 2 | 8 | 8 | 0 | 1980-01-01 | 1999-12-31
2055 | Rocky Ford IC3 | Rocky Ford IC3 | 1064 | West Plains Energy | 2000 | 2000 | 0 | 105 | 42 | 2 | 8 | 8 | 0 | 1980-01-01 | 1999-12-31
2056 | Rocky Ford IC4 | Rocky Ford IC4 | 1065 | West Plains Energy | 2000 | 2000 | 0 | 105 | 42 | 2 | 8 | 8 | 0 | 1980-01-01 | 1999-12-31
2057 | Rocky Ford IC5 | Rocky Ford IC5 | 1066 | West Plains Energy | 2000 | 2000 | 0 | 105 | 42 | 2 | 8 | 8 | 0 | 1980-01-01 | 1999-12-31
2211 | ARCO CQC KILN | Wilmington Calciner CKCG | 369 | ARCO PRODUCTS CO. | 34000 | 29400 | -4600 | 27 | COK | 2 | 3 | 3 | 0 | 1980-01-01 | 1999-12-31
2324 | EL SEGUNDO REF#2 | El Segundo CCCG2 | 487 | Chevron Products Company / Gov | 76700 | 2700 | 74000 | 27 | 97 | 2 | 3 | 3 | 0 | 1980-01-01 | 1999-12-31
2382 | GWF POWER#1 | East 3rd St CKCG | 167 | GWF POWER SYSTEMS | 19560 | 17100 | -2460 | 27 | COK | 2 | 2 | 2 | 0 | 1980-01-01 | 1999-12-31
2383 | GWF POWER#2 | Loveridge Road CKCG | 168 | GWF POWER SYSTEMS | 17740 | 18000 | 260 | 27 | COK | 2 | 2 | 2 | 0 | 1980-01-01 | 1999-12-31
2384 | GWF POWER#3 | Wilbur West CKCG | 169 | GWF POWER SYSTEMS | 19560 | 17100 | -2460 | 27 | COK | 2 | 2 | 2 | 0 | 1980-01-01 | 1999-12-31
2385 | GWF POWER#4 | Wilbur East CKCG | 170 | GWF POWER SYSTEMS | 20000 | 17700 | -2300 | 27 | COK | 2 | 2 | 2 | 0 | 1980-01-01 | 1999-12-31
2386 | GWF POWER#5 | Nichols Road CKCG | 171 | GWF POWER SYSTEMS | 17740 | 18000 | 260 | 27 | COK | 2 | 2 | 2 | 0 | 1980-01-01 | 1999-12-31
2387 | HANFORD LP | Hanford CKCG | 526 | GWF POWER SYSTEMS | 23000 | 20000 | -3000 | 27 | COK | 2 | 3 | 3 | 0 | 1980-01-01 | 1999-12-31
2435 | LOS ANGELES REF | Tosco GTCG1 | 600 | Tosco Refining Co. | 54000 | 2100 | 51500 | 97 | 7 | 2 | 3 | 3 | 0 | 1980-01-01 | 1999-12-31
2484 | MT POSO COGEN | Mt Poso CLCG | 647 | Pyro-Pacific Operating Co. | 49500 | 47700 | -1800 | 97 | 27 | 2 | 3 | 3 | 0 | 1980-01-01 | 1999-12-31
2499 | NTC-MCRD STEAM TURBINE | NTC/MCRD Steam Turbine | 656 | SITHE/ENERGIES GROUP | 2580 | 2580 | 0 | 42 | 120 | 2 | 3 | 3 | 0 | 1980-01-01 | 1999-12-31
2537 | PALO ALTO LANDFILL | Palo Alto Landfill | 230 | CITY OF PLAO ALTO | 1000 | 1000 | 0 | 7 | 117 | 2 | 2 | 2 | 0 | 1980-01-01 | 1999-12-31
2557 | PORT OF STOCKTON | Port of Stockton CLCG | 243 | PPOSDEF POWER CO. | 44000 | 38700 | -5300 | 42 | 27 | 2 | 2 | 2 | 0 | 1980-01-01 | 1999-12-31
2573 | RIO BRAVO JASMIN | Rio Bravo Jasmin CKCG | 732 | RIO BRAVO JASMIN | 41000 | 39900 | -1100 | 27 | COK | 2 | 3 | 3 | 0 | 1980-01-01 | 1999-12-31
2577 | RIVERSIDE CEMENT CO | Riverside Cement CKCG1 | 738 | RIVERSIDE CEMMENT CO. | 17000 | 100 | -16800 | 27 | COK | 2 | 3 | 3 | 0 | 1980-01-01 | 1999-12-31
2660 | STOCKTON COGEN CO | Stockton CLCG | 304 | AIR PRODUCTS & CHEMICALS (MAIN | 49900 | 41400 | -8500 | 91 | 27 | 2 | 2 | 2 | 0 | 1980-01-01 | 1999-12-31
2683 | TOSCO SFAR CARBON | SFAR Carbon GTCG | 310 | TOSCO | 27380 | 24200 | -3180 | 91 | 7 | 2 | 2 | 2 | 0 | 1980-01-01 | 1999-12-31
2688 | TULARE | Tulare Co Correctional Center | 832 |  | 405 | 550 | 145 | 6 | 120 | 2 | 3 | 3 | 0 | 1980-01-01 | 1999-12-31
2746 | YUBA CITY WWTP | Yuba City WWTP | 339 |  | 140 | 140 | 0 | 91 | 6 | 2 | 2 | 2 | 0 | 1980-01-01 | 1999-12-31
2784 | Red Earth Creek Area | Flare Gas plants | 1473 | Columbia Power Systems | 4000 | 20000 | 16000 | 71 | 7 | 2 | 13 | 13 | 0 | 1980-01-01 | 1999-12-31
2787 | Springfield ICs | Springfield ICs | 72 | Springfield Utility Board | 26700 | 9500 | -17200 | 42 | 103 | 2 | 1 | 1 | 0 | 2001-04-01 | 2001-11-30
2830 | Taber area | Taber ICs | 1492 | Maxim Energy Corp. | 8500 | 8320 | -180 | 71 | 7 | 2 | 13 | 13 | 0 | 2001-12-01 | 2001-09-01
2173 | Klamath Cogeneration 2 | included | 46.1 | Merchant | 242000 |  | 0 | 92 |  |  | 1 | 1 |  | 1999-06-30
2791.1 |  | Albany CC | 1 | CC |  | 22000 |  |  | 72 |  |  | 1 | 0 |  | 2000-07-01
2447.1 |  | Martinez Refining CCCG | 197 | CC |  | 300 |  |  | 91 |  |  | 2 | 0 |  | 1999-12-31
703.1 |  | Woodland CC2 | 334 | CC |  | 80000 |  |  | 91 |  |  | 2 | 0 |  | 2003-05-15
1380.9 |  | Redding Power CC | 252 | CC |  | 54000 |  |  | 91 |  |  | 2 | 0 |  | 2002-06-13
2387.3 |  | Harbor CCCG | 528 | CC |  | 49800 |  |  | 97 |  |  | 3 | 0 |  | 1999-12-31
2257.1 |  | Carson CCCG | 404 | CC |  | 49100 |  |  | 97 |  |  | 3 | 0 |  | 1999-12-31
2845.1 |  | Thermoelectrica de Mexicali CC | 826 | CC |  | 300000 | 600000 |  | 74 |  |  | 3 | 0 |  | 2003-06-01
2230.1 |  | Blythe CC | 390 | CC |  | 520000 |  |  | 97 |  |  | 3 | 0 |  | 2003-04-15
2816.3 |  | La Rosita CC1 | 583 | CC |  | 187500 | 375000 |  | 74 |  |  | 3 | 0 |  | 2003-04-01
2816.4 |  | La Rosita CC2 | 584 | CC |  | 187500 | 375000 |  | 74 |  |  | 3 | 0 |  | 2003-04-01
2816.5 |  | La Rosita CC3 | 585 | CC |  | 155000 | 310000 |  | 74 |  |  | 3 | 0 |  | 2003-04-01
350.9 |  | Front Range Power CC | 1019 | CC |  | 480000 |  |  | 93 |  |  | 8 | 0 |  | 2003-04-15
2162.1 |  | Fort St Vrain CC3 | 1012 | CC |  | 235000 |  |  | 93 |  |  | 8 | 0 |  | 2001-05-01
2763.1 |  | Arapahoe CC5 | 968 | CC |  | 130000 |  |  | 105 |  |  | 8 | 0 |  | 2002-10-01
2817.6 |  | Mesquite CC1 | 1185 | CC |  | 632500 |  |  | 74 |  |  | 10 | 0 |  | 2003-07-01
2807.3 |  | Gila River CC1 | 1163 | CC |  | 575000 |  |  | 74 |  |  | 10 | 0 |  | 2003-07-01
2807.4 |  | Gila River CC2 | 1164 | CC |  | 575000 |  |  | 74 |  |  | 10 | 0 |  | 2003-07-01
2807.5 |  | Gila River CC3 | 1165 | CC |  | 575000 |  |  | 74 |  |  | 10 | 0 |  | 2003-09-01
2807.6 |  | Gila River CC4 | 1166 | CC |  | 575000 |  |  | 74 |  |  | 10 | 0 |  | 2003-10-01
2794.1 |  | Bighorn CC | 1142 | CC |  | 550000 |  |  | 74 |  |  | 10 | 0 |  | 2003-09-01
2816.2 |  | Kyrene CC | 1181 | CC |  | 250000 |  |  | 74 |  |  | 10 | 0 |  | 2002-10-15
800.1 |  | Las Vegas II CCCG1 | 1183 | CC |  | 115000 |  |  | 76 |  |  | 10 | 0 |  | 2003-01-13
800.2 |  | Las Vegas II CCCG2 | 1184 | CC |  | 115000 |  |  | 76 |  |  | 10 | 0 |  | 2003-01-13
2825.2 |  | Scotford CCCG | 1478 | CC |  | 170000 |  |  | 71 |  |  | 13 | 0 |  | 2002-12-31
2793.1 |  | Bear Creek CCCG | 1407 | CC |  | 80000 |  |  | 71 |  |  | 13 | 0 |  | 2003-03-01
2004.2 |  | Northeast GT | 54 | GT |  | 69000 |  |  | 103 |  |  | 1 | 0 |  | 1999-12-31
2794.4 |  | BP Cherry Point GT | 12 | GT |  | 72800 |  |  | 103 |  |  | 1 | 0 |  | 2001-09-01
2166.1 |  | Fredonia GT3 | 33 | GT |  | 53000 |  |  | 103 |  |  | 1 | 0 |  | 2001-08-01
2166.2 |  | Fredonia GT4 | 34 | GT |  | 53000 |  |  | 103 |  |  | 1 | 0 |  | 2001-08-01
2806.1 |  | Equilon GT | 23 | GT |  | 38500 |  |  | 103 |  |  | 1 | 0 |  | 2001-12-01
2823.2 |  | Randolph Rd IC1-20 | 62 | GT |  | 32000 |  |  | 42 |  |  | 1 | 0 |  | 2001-07-01
2806.2 |  | Finley GT | 25 | GT |  | 27000 |  |  | 103 |  |  | 1 | 0 |  | 2001-12-20
2820.4 |  | Okanogan ICs | 56 | GT |  | 26000 |  |  | 42 |  |  | 1 | 0 |  | 2001-09-01
2817.9 |  | Morrow Power GT | 52 | GT |  | 24900 |  |  | 103 |  |  | 1 | 0 |  | 2002-08-01
2003.9 |  | Boulder Park GT1-6 | 10 | GT |  | 24600 |  |  | 103 |  |  | 1 | 0 |  | 2002-04-30
1139.1 |  | Beaver GT8 | 5 | GT |  | 24500 |  |  | 103 |  |  | 1 | 0 |  | 2001-08-01
2809.2 |  | Grays Harbor GT1 | 37 | GT |  | 11000 |  |  | 103 |  |  | 1 | 0 |  | 2001-12-15
2809.3 |  | Grays Harbor GT2 | 38 | GT |  | 11000 |  |  | 103 |  |  | 1 | 0 |  | 2001-12-15
2820.5 |  | Pasco GT1 | 57 | GT |  | 11000 |  |  | 103 |  |  | 1 | 0 |  | 2002-06-30
2820.6 |  | Pasco GT2 | 58 | GT |  | 11000 |  |  | 103 |  |  | 1 | 0 |  | 2002-06-30
2791.3 |  | Alden Bailey GT | 3 | GT |  | 10700 |  |  | 103 |  |  | 1 | 0 |  | 2002-03-02
2807.2 |  | Georgia Pacific GT | 36 | GT |  | 10700 |  |  | 103 |  |  | 1 | 0 |  | 2001-08-01
2004.1 |  | Kettle Falls GT | 45 | GT |  | 6500 |  |  | 103 |  |  | 1 | 0 |  | 2002-05-22
2791.2 |  | Albany GT | 2 | GT |  | 6000 |  |  | 103 |  |  | 1 | 0 |  | 2001-07-01
2583.1 |  | Salinas River GTCG | 265 | GT |  | 48000 |  |  | 91 |  |  | 2 | 0 |  | 1999-12-31
2606.1 |  | Sargent Canyon GTCG | 285 | GT |  | 47800 |  |  | 91 |  |  | 2 | 0 |  | 1999-12-31
2549.2 |  | Pittsburg GTCG2 | 234 | GT |  | 24000 |  |  | 91 |  |  | 2 | 0 |  | 1999-12-31
2549.3 |  | Pittsburg GTCG3 | 235 | GT |  | 24000 |  |  | 91 |  |  | 2 | 0 |  | 1999-12-31
2549.1 |  | Pittsburg GTCG1 | 233 | GT |  | 18000 |  |  | 91 |  |  | 2 | 0 |  | 1999-12-31
2685.1 |  | Tracy GT1 | 311 | GT |  | 84500 |  |  | 100 |  |  | 2 | 0 |  | 2003-04-15
2685.2 |  | Tracy GT2 | 312 | GT |  | 84500 |  |  | 100 |  |  | 2 | 0 |  | 2003-04-15
2702.2 |  | Valero GTCG1 | 318 | GT |  | 51000 |  |  | 91 |  |  | 2 | 0 |  | 2002-10-31
2435.2 |  | Los Banos GT | 190 | GT |  | 49900 |  |  | 100 |  |  | 2 | 0 |  | 2001-11-20
2539.1 |  | Panoche GT | 231 | GT |  | 49100 |  |  | 100 |  |  | 2 | 0 |  | 2001-12-21
2269.1 |  | Chowchilla II GT | 111 | GT |  | 49000 |  |  | 100 |  |  | 2 | 0 |  | 2001-05-28
2702.1 |  | Vaca-Dixon GT | 317 | GT |  | 49000 |  |  | 111 |  |  | 2 | 0 |  | 2002-06-21
2418.2 |  | King City GT | 185 | GT |  | 48700 |  |  | 100 |  |  | 2 | 0 |  | 2002-01-14
2435.3 |  | Los Esteros GT1 | 191 | GT |  | 48700 |  |  | 100 |  |  | 2 | 0 |  | 2003-03-31
2435.4 |  | Los Esteros GT2 | 192 | GT |  | 48700 |  |  | 100 |  |  | 2 | 0 |  | 2003-03-31
2435.5 |  | Los Esteros GT3 | 193 | GT |  | 48700 |  |  | 100 |  |  | 2 | 0 |  | 2003-03-31
2435.6 |  | Los Esteros GT4 | 194 | GT |  | 48700 |  |  | 100 |  |  | 2 | 0 |  | 2003-03-31
2745.1 |  | Yuba City GT | 337 | GT |  | 48700 |  |  | 100 |  |  | 2 | 0 |  | 2002-07-01
2578.1 |  | Red Bluff GT | 251 | GT |  | 47000 |  |  | 100 |  |  | 2 | 0 |  | 2001-07-31
2294.1 |  | Creed GT | 118 | GT |  | 45000 |  |  | 100 |  |  | 2 | 0 |  | 2003-01-31
2336.1 |  | Feather River GT | 127 | GT |  | 45000 |  |  | 100 |  |  | 2 | 0 |  | 2002-12-15
2361.1 |  | Goose Haven GT | 164 | GT |  | 45000 |  |  | 100 |  |  | 2 | 0 |  | 2003-01-31
2421.2 |  | Lambie GT | 186 | GT |  | 45000 |  |  | 100 |  |  | 2 | 0 |  | 2003-01-31
2578.2 |  | Riverview | 262 | GT |  | 45000 |  |  | 100 |  |  | 2 | 0 |  | 2003-04-15
2740.2 |  | Wolfskill GT | 331 | GT |  | 45000 |  |  | 100 |  |  | 2 | 0 |  | 2003-04-15
2387.1 |  | Hanford GT1 | 172 | GT |  | 44000 |  |  | 100 |  |  | 2 | 0 |  | 2001-08-27
2387.2 |  | Hanford GT2 | 173 | GT |  | 44000 |  |  | 100 |  |  | 2 | 0 |  | 2001-08-27
2310.1 |  | Dinuba GTCG | 123 | GT |  | 12000 |  |  | 91 |  |  | 2 | 0 |  | 2001-07-05
141.2 |  | Magnolia ST3 | 603 | GT |  | 21000 |  |  | 111 |  |  | 3 | 0 |  | 1999-12-31
2578.3 |  | Rockwell GTCG | 741 | GT |  | 21000 |  |  | 97 |  |  | 3 | 0 |  | 1999-12-31
2506.1 |  | Occidental of Elk Hills GTCG | 665 | GT |  | 7600 |  |  | 97 |  |  | 3 | 0 |  | 1999-12-31
2418.3 |  | Kings County State Prison GTCG | 574 | GT |  | 4000 |  |  | 97 |  |  | 3 | 0 |  | 1999-12-31
2431.1 |  | Loma Linda U IC | 594 | GT |  | 100 |  |  | 41 |  |  | 3 | 0 |  | 1999-12-31
2218.1 |  | B Braun Medical GTCG | 381 | GT |  | 0 |  |  | 97 |  |  | 3 | 0 |  | 1999-12-31
2421.1 |  | LA Cold Storage ICCG1-3 | 578 | GT |  | 0 |  |  | 97 |  |  | 3 | 0 |  | 1999-12-31
2340.2 |  | Fresno GT | 509 | GT |  | 49500 |  |  | 111 |  |  | 3 | 0 |  | 2001-09-01
2231.1 |  | Border GT | 391 | GT |  | 49100 |  |  | 111 |  |  | 3 | 0 |  | 2001-10-16
2319.1 |  | El Cajon GT (CalPeak) | 477 | GT |  | 49000 |  |  | 111 |  |  | 3 | 0 |  | 2002-06-01
2327.1 |  | Enterprise Escondido GT | 499 | GT |  | 49000 |  |  | 111 |  |  | 3 | 0 |  | 2001-09-29
2391.1 |  | Henrietta Peaker GT1 | 543 | GT |  | 48000 |  |  | 111 |  |  | 3 | 0 |  | 2002-07-01
2391.2 |  | Henrietta Peaker GT2 | 544 | GT |  | 48000 |  |  | 111 |  |  | 3 | 0 |  | 2002-07-30
618.1 |  | Harbor GT11 | 532 | GT |  | 47000 |  |  | 111 |  |  | 3 | 0 |  | 2001-11-21
618.2 |  | Harbor GT12 | 533 | GT |  | 47000 |  |  | 111 |  |  | 3 | 0 |  | 2001-11-21
618.3 |  | Harbor GT13 | 534 | GT |  | 47000 |  |  | 111 |  |  | 3 | 0 |  | 2001-11-21
618.4 |  | Harbor GT14 | 535 | GT |  | 47000 |  |  | 111 |  |  | 3 | 0 |  | 2001-11-21
141.1 |  | Lake One GT | 586 | GT |  | 47000 |  |  | 111 |  |  | 3 | 0 |  | 2002-07-18
2677.1 |  | THUMS GTCG | 827 | GT |  | 47000 |  |  | 97 |  |  | 3 | 0 |  | 2002-12-31
658.1 |  | Valley GT5 | 847 | GT |  | 47000 |  |  | 111 |  |  | 3 | 0 |  | 2001-11-21
2344.1 |  | Gates GT | 513 | GT |  | 45000 |  |  | 111 |  |  | 3 | 0 |  | 2001-12-27
2270.1 |  | Chula Vista GT | 423 | GT |  | 44000 |  |  | 111 |  |  | 3 | 0 |  | 2001-05-18
2329.1 |  | Escondido GT | 501 | GT |  | 44000 |  |  | 111 |  |  | 3 | 0 |  | 2001-08-21
2197.1 |  | Agua Mansa GT | 357 | GT |  | 43000 |  |  | 111 |  |  | 3 | 0 |  | 2003-07-15
2258.1 |  | Century GT | 407 | GT |  | 43000 |  |  | 111 |  |  | 3 | 0 |  | 2001-09-02
2315.1 |  | Drews GT | 475 | GT |  | 43000 |  |  | 111 |  |  | 3 | 0 |  | 2001-08-05
2698.3 |  | UCSD GTCG | 837 | GT |  | 25300 |  |  | 97 |  |  | 3 | 0 |  | 2001-04-02
2341.1 |  | Fresno GTCG | 510 | GT |  | 22400 |  |  | 97 |  |  | 3 | 0 |  | 2001-07-21
2387.4 |  | Harbor GTCG | 527 | GT |  | 17900 |  |  | 97 |  |  | 3 | 0 |  | 2001-06-08
2654.1 |  | Springs Substation GT1 | 801 | GT |  | 11000 |  |  | 111 |  |  | 3 | 0 |  | 2002-06-03
2654.2 |  | Springs Substation GT2 | 802 | GT |  | 11000 |  |  | 111 |  |  | 3 | 0 |  | 2002-06-03
2654.3 |  | Springs Substation GT3 | 803 | GT |  | 11000 |  |  | 111 |  |  | 3 | 0 |  | 2002-06-03
2654.4 |  | Springs Substation GT4 | 804 | GT |  | 11000 |  |  | 111 |  |  | 3 | 0 |  | 2002-06-03
106.7 |  | Burrard Thermal ST1 | 876 | GT |  | 152000 |  |  | 102 |  |  | 4 | 0 |  | 1999-12-31
106.8 |  | Burrard Thermal ST2 | 877 | GT |  | 152000 |  |  | 102 |  |  | 4 | 0 |  | 1999-12-31
106.9 |  | Burrard Thermal ST3 | 878 | GT |  | 152000 |  |  | 102 |  |  | 4 | 0 |  | 1999-12-31
516.8 |  | Evander Andrews GT2 | 895 | GT |  | 45000 |  |  | 108 |  |  | 5 | 0 |  | 2002-09-15
516.9 |  | Evander Andrews GT3 | 896 | GT |  | 45000 |  |  | 108 |  |  | 5 | 0 |  | 2002-09-15
69.1 |  | Lange GT | 945 | GT |  | 40000 |  |  | 106 |  |  | 7 | 0 |  | 2002-06-04
53.1 |  | Arvada GT1 | 913 | GT |  | 5000 |  |  | 106 |  |  | 7 | 0 |  | 2002-09-01
53.2 |  | Arvada GT2 | 914 | GT |  | 5000 |  |  | 106 |  |  | 7 | 0 |  | 2002-09-01
53.3 |  | Arvada GT3 | 915 | GT |  | 5000 |  |  | 106 |  |  | 7 | 0 |  | 2002-09-01
53.4 |  | Barber Creek GT1 | 916 | GT |  | 5000 |  |  | 106 |  |  | 7 | 0 |  | 2002-09-24
53.5 |  | Barber Creek GT2 | 917 | GT |  | 5000 |  |  | 106 |  |  | 7 | 0 |  | 2002-09-24
53.6 |  | Barber Creek GT3 | 918 | GT |  | 5000 |  |  | 106 |  |  | 7 | 0 |  | 2002-09-24
53.7 |  | Hartzog GT1 | 938 | GT |  | 5000 |  |  | 106 |  |  | 7 | 0 |  | 2002-06-18
53.8 |  | Hartzog GT2 | 939 | GT |  | 5000 |  |  | 106 |  |  | 7 | 0 |  | 2002-06-18
53.9 |  | Hartzog GT3 | 940 | GT |  | 5000 |  |  | 106 |  |  | 7 | 0 |  | 2002-06-18
1209.5 |  | Burlington GT1 | 983 | GT |  | 60000 |  |  | 42 |  |  | 8 | 0 |  | 1999-12-31
1209.6 |  | Burlington GT2 | 984 | GT |  | 60000 |  |  | 42 |  |  | 8 | 0 |  | 1999-12-31
359.1 |  | Ray D Nixon GT1 | 1059 | GT |  | 37000 |  |  | 105 |  |  | 8 | 0 |  | 1999-12-31
359.2 |  | Ray D Nixon GT2 | 1060 | GT |  | 37000 |  |  | 105 |  |  | 8 | 0 |  | 1999-12-31
2794.5 |  | Brush #4 GT1 | 979 | GT |  | 34000 |  |  | 105 |  |  | 8 | 0 |  | 1999-12-31
2794.6 |  | Brush #4 GT2 | 980 | GT |  | 34000 |  |  | 105 |  |  | 8 | 0 |  | 1999-12-31
1785.9 |  | Trinidad ST3 | 1071 | GT |  | 2900 |  |  | 105 |  |  | 8 | 0 |  | 1999-12-31
360.1 |  | SECC IC1 | 1067 | GT |  | 1500 |  |  | 42 |  |  | 8 | 0 |  | 1999-12-31
2817.4 |  | Manchief GT1 rerated | 1034 | GT |  | 156000 |  |  | 105 |  |  | 8 | 0 |  | 2001-07-01
2817.5 |  | Manchief GT2 rerated | 1035 | GT |  | 156000 |  |  | 105 |  |  | 8 | 0 |  | 2001-07-01
2794.2 |  | Blue Spruce GT1 | 972 | GT |  | 150000 |  |  | 105 |  |  | 8 | 0 |  | 2003-05-15
2794.3 |  | Blue Spruce GT2 | 973 | GT |  | 150000 |  |  | 105 |  |  | 8 | 0 |  | 2003-05-15
2820.9 |  | Plains End IC1-20 | 1045 | GT |  | 108000 |  |  | 105 |  |  | 8 | 0 |  | 2002-05-30
2794.7 |  | Brush IV GT1 | 977 | GT |  | 89000 |  |  | 105 |  |  | 8 | 0 |  | 2002-05-01
2794.8 |  | Brush IV GT2 | 978 | GT |  | 89000 |  |  | 105 |  |  | 8 | 0 |  | 2002-05-01
1787.8 |  | Brighton GT1 | 974 | GT |  | 77100 |  |  | 105 |  |  | 8 | 0 |  | 2002-04-01
1787.9 |  | Brighton GT2 | 975 | GT |  | 71100 |  |  | 105 |  |  | 8 | 0 |  | 2002-04-01
1790.1 |  | Limon GT1 | 1032 | GT |  | 70000 |  |  | 105 |  |  | 8 | 0 |  | 2002-02-22
1790.2 |  | Limon GT2 | 1033 | GT |  | 70000 |  |  | 105 |  |  | 8 | 0 |  | 2002-02-22
1137.1 |  | Rawhide GT-A | 1055 | GT |  | 65000 |  |  | 105 |  |  | 8 | 0 |  | 2002-07-07
1137.2 |  | Rawhide GT-B | 1056 | GT |  | 65000 |  |  | 105 |  |  | 8 | 0 |  | 2002-08-24
1137.3 |  | Rawhide GT-C | 1057 | GT |  | 65000 |  |  | 105 |  |  | 8 | 0 |  | 2002-10-01
2790.1 |  | Valmont GT8 | 1077 | GT |  | 40000 |  |  | 105 |  |  | 8 | 0 |  | 2001-06-01
2052.1 |  | Pueblo IC6 | 1054 | GT |  | 10000 |  |  | 42 |  |  | 8 | 0 |  | 2001-12-01
2046.9 |  | Pueblo ST5 | 1047 | GT |  | 9000 |  |  | 93 |  |  | 8 | 0 |  | 2002-06-30
2817.7 |  | Milagro GTCG1 | 1101 | GT |  | 28200 |  |  | 77 |  |  | 9 | 0 |  | 1999-12-31
2817.8 |  | Milagro GTCG2 | 1102 | GT |  | 28200 |  |  | 77 |  |  | 9 | 0 |  | 1999-12-31
1378.9 |  | Raton ST3 | 1113 | GT |  | 1800 |  |  | 34 |  |  | 9 | 0 |  | 1999-12-31
1261.9 |  | Afton GT (pre-CC) | 1084 | GT |  | 135000 |  |  | 84 |  |  | 9 | 0 |  | 2002-12-04
1262.1 |  | Lordsburg GT1 | 1096 | GT |  | 40000 |  |  | 84 |  |  | 9 | 0 |  | 2002-07-01
1262.2 |  | Lordsburg GT2 | 1097 | GT |  | 40000 |  |  | 84 |  |  | 9 | 0 |  | 2002-07-01
1794.1 |  | Pyramid GT1 | 1109 | GT |  | 40000 |  |  | 84 |  |  | 9 | 0 |  | 2003-04-01
1794.2 |  | Pyramid GT2 | 1110 | GT |  | 40000 |  |  | 84 |  |  | 9 | 0 |  | 2003-04-01
1794.3 |  | Pyramid GT3 | 1111 | GT |  | 40000 |  |  | 84 |  |  | 9 | 0 |  | 2003-04-01
1794.4 |  | Pyramid GT4 | 1112 | GT |  | 40000 |  |  | 84 |  |  | 9 | 0 |  | 2003-04-01
46.2 |  | West Phoenix ST6 | 1251 | GT |  | 63000 |  |  | 74 |  |  | 10 | 0 |  | 1999-12-31
46.1 |  | West Phoenix ST4 | 1250 | GT |  | 33000 |  |  | 74 |  |  | 10 | 0 |  | 1999-12-31
1427.1 |  | Crosscut ST1 | 1155 | GT |  | 8000 |  |  | 42 |  |  | 10 | 0 |  | 1999-12-31
1427.2 |  | Crosscut ST2 | 1156 | GT |  | 8000 |  |  | 42 |  |  | 10 | 0 |  | 1999-12-31
1427.3 |  | Crosscut ST3 | 1157 | GT |  | 8000 |  |  | 42 |  |  | 10 | 0 |  | 1999-12-31
1427.4 |  | Crosscut ST4 | 1158 | GT |  | 8000 |  |  | 42 |  |  | 10 | 0 |  | 1999-12-31
349.1 |  | Valencia IC1 | 1239 | GT |  | 1000 |  |  | 82 |  |  | 10 | 0 |  | 1999-12-31
349.2 |  | Valencia IC2 | 1240 | GT |  | 1000 |  |  | 82 |  |  | 10 | 0 |  | 1999-12-31
349.3 |  | Valencia IC3 | 1241 | GT |  | 1000 |  |  | 82 |  |  | 10 | 0 |  | 1999-12-31
349.4 |  | Valencia IC4 | 1242 | GT |  | 1000 |  |  | 82 |  |  | 10 | 0 |  | 1999-12-31
2829.1 |  | Sundance GT1 | 1228 | GT |  | 90000 |  |  | 82 |  |  | 10 | 0 |  | 2002-07-29
2829.2 |  | Sundance GT2 | 1229 | GT |  | 90000 |  |  | 82 |  |  | 10 | 0 |  | 2002-07-29
2829.3 |  | Sundance GT3 | 1230 | GT |  | 90000 |  |  | 82 |  |  | 10 | 0 |  | 2002-07-29
2829.4 |  | Sundance GT4 | 1231 | GT |  | 90000 |  |  | 82 |  |  | 10 | 0 |  | 2002-07-29
2829.5 |  | Sundance GT5 | 1232 | GT |  | 90000 |  |  | 82 |  |  | 10 | 0 |  | 2002-07-29
2829.6 |  | Sundance GT6 | 1233 | GT |  | 90000 |  |  | 82 |  |  | 10 | 0 |  | 2002-09-01
40.1 |  | Saguaro GT3 | 1216 | GT |  | 80000 |  |  | 82 |  |  | 10 | 0 |  | 2002-07-15
1794.9 |  | DeMoss Petrie GT2 | 1159 | GT |  | 75000 |  |  | 82 |  |  | 10 | 0 |  | 2001-06-15
15.1 |  | Apache Station GT4 | 1139 | GT |  | 40000 |  |  | 82 |  |  | 10 | 0 |  | 2002-10-01
1804.1 |  | North Loop GT5 | 1194 | GT |  | 21000 |  |  | 82 |  |  | 10 | 0 |  | 2001-06-15
1189.9 |  | Provo ST4 | 1319 | GT |  | 8000 |  |  | 35 |  |  | 11 | 0 |  | 1999-12-31
483.1 |  | Heber City IC8 | 1292 | GT |  | 1500 |  |  | 42 |  |  | 11 | 0 |  | 1999-12-31
2846.3 |  | West Valley GT3 | 1334 | GT |  | 43000 |  |  | 104 |  |  | 11 | 0 |  | 2002-05-15
2846.4 |  | West Valley GT4 | 1335 | GT |  | 43000 |  |  | 104 |  |  | 11 | 0 |  | 2002-05-15
2846.5 |  | West Valley GT5 | 1336 | GT |  | 43000 |  |  | 104 |  |  | 11 | 0 |  | 2002-07-30
1028.1 |  | Gadsby 4 GT3 | 1281 | GT |  | 40000 |  |  | 104 |  |  | 11 | 0 |  | 2001-05-01
1028.2 |  | Gadsby 4 GT4 | 1282 | GT |  | 40000 |  |  | 104 |  |  | 11 | 0 |  | 2001-05-01
1028.3 |  | Gadsby 4 GT5 | 1283 | GT |  | 40000 |  |  | 104 |  |  | 11 | 0 |  | 2001-05-01
2846.1 |  | West Valley GT1 | 1332 | GT |  | 40000 |  |  | 104 |  |  | 11 | 0 |  | 2001-10-31
2846.2 |  | West Valley GT2 | 1333 | GT |  | 40000 |  |  | 104 |  |  | 11 | 0 |  | 2001-10-31
778.7 |  | Murray City GT1 | 1305 | GT |  | 13000 |  |  | 104 |  |  | 11 | 0 |  | 2001-12-01
778.8 |  | Murray City GT2 | 1306 | GT |  | 13000 |  |  | 104 |  |  | 11 | 0 |  | 2001-12-01
778.9 |  | Murray City GT3 | 1307 | GT |  | 13000 |  |  | 104 |  |  | 11 | 0 |  | 2001-12-01
2762.2 |  | Whitehead IC5-7 | 1341 | GT |  | 8400 |  |  | 104 |  |  | 11 | 0 |  | 2003-01-01
2762.1 |  | Whitehead IC4 | 1340 | GT |  | 4800 |  |  | 104 |  |  | 11 | 0 |  | 2003-01-01
2817.1 |  | MacKay River | 1442 | GT |  | 165000 |  |  | 71 |  |  | 13 | 0 |  | 2003-11-01
2817.2 |  | Mahkeses Cold Lake GT1 | 1443 | GT |  | 95000 |  |  | 71 |  |  | 13 | 0 |  | 2002-12-31
2817.3 |  | Mahkeses Cold Lake GT2 | 1444 | GT |  | 95000 |  |  | 71 |  |  | 13 | 0 |  | 2002-12-31
2806.5 |  | Foster Creek GTCG | 1432 | GT |  | 80000 |  |  | 71 |  |  | 13 | 0 |  | 2003-03-01
2806.3 |  | Fort Macleod GTCG | 1427 | GT |  | 55000 |  |  | 71 |  |  | 13 | 0 |  | 2003-03-01
2836.1 |  | Sturgeon GTCG2 | 1483 | GT |  | 8000 |  |  | 71 |  |  | 13 | 0 |  | 2000-09-01
2794.9 |  | Burdett ICs | 1408 | GT |  | 7280 |  |  | 7 |  |  | 13 | 0 |  | 2001-09-01
2798.1 |  | Coaldale ICs | 1415 | GT |  | 6240 |  |  | 7 |  |  | 13 | 0 |  | 2001-09-01
2806.4 |  | Fort MacLeod ICs | 1428 | GT |  | 4160 |  |  | 7 |  |  | 13 | 0 |  | 2001-09-01
106.5 |  | Arrow Lakes | 874 | OTH |  | 170000 |  |  | 1 |  |  | 4 | 0 |  | 2002-03-13
129.2 |  | Stave Falls 1-2 rebuild | 891 | OTH |  | 40000 |  |  | 1 |  |  | 4 | 0 |  | 2000-12-01
109.2 |  | Pingston | 886 | OTH |  | 30000 |  |  | 1 |  |  | 4 | 0 |  | 2003-04-15
106.6 |  | Brilliant Upgrade | 875 | OTH |  | 20000 |  |  | 1 |  |  | 4 | 0 |  | 2004-06-01
2321.1 |  | El Dorado | 340 | OTH |  | 0 |  |  | 1 |  |  | 2 | 0 |  | 2003-05-06
1262.3 |  | New Mexico Wind Energy | 1103 | OTH |  | 204000 |  |  | 2 |  |  | 9 | 0 |  | 2003-07-01
2797.2 |  | Castle Rock Ridge | 1413 | OTH |  | 100800 |  |  | 2 |  |  | 13 | 0 |  | 2003-05-01
2398.3 |  | High Winds Phase 2 | 177 | OTH |  | 80000 |  |  | 2 |  |  | 2 | 0 |  | 2003-07-01
2817.4 |  | McBride Lake | 1445 | OTH |  | 75000 |  |  | 2 |  |  | 13 | 0 |  | 2003-03-31
2398.2 |  | High Winds Phase 1 | 176 | OTH |  | 70000 |  |  | 2 |  |  | 2 | 0 |  | 2003-07-01
2201.1 |  | Alta Mesa IV | 358 | OTH |  | 19800 |  |  | 2 |  |  | 3 | 0 |  | 2003-06-30
2201.2 |  | Alta Mesa VII | 359 | OTH |  | 15000 |  |  | 2 |  |  | 3 | 0 |  | 2003-06-30
1403.1 |  | Solano Wind Project - Phase I | 294 | OTH |  | 9200 |  |  | 2 |  |  | 2 | 0 |  | 2003-03-01
2209.1 |  | Arbutus | 368 | OTH |  | 8400 |  |  | 2 |  |  | 3 | 0 |  | 2003-03-15
2740.1 |  | Wintec #2 | 872 | OTH |  | 3750 |  |  | 2 |  |  | 3 | 0 |  | 2003-04-30
2820.2 |  | Nobleford | 1459 | OTH |  | 250 |  |  | 2 |  |  | 13 | 0 |  | 2003-03-31
2796.9 |  | Caithness Dixie Valley | 1353 | OTH |  | 54100 |  |  | 4 |  |  | 12 | 0 |  | 1999-12-31
2182.8 |  | Salton Sea 3 | 751 | OTH |  | 46300 |  |  | 4 |  |  | 3 | 0 |  | 1999-12-31
2182.9 |  | Salton Sea 4 | 752 | OTH |  | 29600 |  |  | 4 |  |  | 3 | 0 |  | 1999-12-31
2182.7 |  | Salton Sea 2 | 750 | OTH |  | 18800 |  |  | 4 |  |  | 3 | 0 |  | 1999-12-31
2793.2 |  | Beowawe Power | 1348 | OTH |  | 14500 |  |  | 4 |  |  | 12 | 0 |  | 1999-12-31
2182.6 |  | Salton Sea 1 | 749 | OTH |  | 9100 |  |  | 4 |  |  | 3 | 0 |  | 1999-12-31
2584.1 |  | Salton Sea | 754 | OTH |  | 52270 |  |  | 4 |  |  | 3 | 0 |  | 2000-12-01
2827.9 |  | Steamboat Springs | 1378 | OTH |  | 25500 |  |  | 4 |  |  | 12 | 0 |  | 2002-07-01
2825.1 |  | Rye Patch | 1376 | OTH |  | 10200 |  |  | 4 |  |  | 12 | 0 |  | 2003-06-01
35.1 |  | Palo Verde 2 rerated | 1203 | OTH |  | 57000 |  |  | 5 |  |  | 10 | 0 |  | 2003-09-01
2473.2 |  | MM West Covina 2 | 632 | OTH |  | 6100 |  |  | 6 |  |  | 3 | 0 |  | 1999-12-31
2473.1 |  | MM West Covina 1 | 631 | OTH |  | 5800 |  |  | 6 |  |  | 3 | 0 |  | 1999-12-31
2201.3 |  | Altamont Gas Recovery | 91 | OTH |  | 5365 |  |  | 6 |  |  | 2 | 0 |  | 1999-12-31
2340.1 |  | Fremont Landfill | 129 | OTH |  | 2625 |  |  | 6 |  |  | 2 | 0 |  | 1999-12-31
1765.1 |  | Tacoma Landfill | 78 | OTH |  | 1800 |  |  | 6 |  |  | 1 | 0 |  | 1999-12-31
2585.1 |  | San Diego WWTP | 757 | OTH |  | 1330 |  |  | 6 |  |  | 3 | 0 |  | 1999-12-31
2820.3 |  | Northside Landfill | 55 | OTH |  | 800 |  |  | 6 |  |  | 1 | 0 |  | 1999-12-31
2812.2 |  | Helena Waste | 910 | OTH |  | 150 |  |  | 6 |  |  | 6 | 0 |  | 1999-12-31
2437.1 |  | Madera Power Facility | 196 | OTH |  | 25000 |  |  | 6 |  |  | 2 | 0 |  | 2001-05-16
2814.1 |  | HW Hill Landfill 1-5 | 43 | OTH |  | 10500 |  |  | 6 |  |  | 1 | 0 |  | 2001-03-01
109.1 |  | NW Energy | 885 | OTH |  | 48000 |  |  | 7 |  |  | 4 | 0 |  | 1999-12-31
2809.1 |  | Grande Prairie | 1436 | OTH |  | 25000 |  |  | 7 |  |  | 13 | 0 |  | 2003-08-15
109.3 |  | Purcell Power | 887 | OTH |  | 14000 |  |  | 7 |  |  | 4 | 0 |  | 2000-07-01
2807.1 |  | Frontier | 35 | OTH |  | 10000 |  |  | 7 |  |  | 1 | 0 |  | 2001-09-15
2823.1 |  | Precision Pine | 61 | OTH |  | 7500 |  |  | 7 |  |  | 1 | 0 |  | 2002-05-01
2724.3 |  | Wheelabrator | 329 | OTH |  | 6070 |  |  | 7 |  |  | 2 | 0 |  | 2001-04-11
2820.8 |  | Pine Products | 59 | OTH |  | 5700 |  |  | 7 |  |  | 1 | 0 |  | 2001-06-01
2244.1 |  | California Portland Cement | 402 | OTH |  | 28500 |  |  | 27 |  |  | 3 | 0 |  | 2001-08-01
1772.1 |  | Keephills Upgrade | 1440 | OTH |  | 35000 |  |  | 32 |  |  | 13 | 0 |  | 2003-04-01
1209.3 |  | Bullock ST1 | 981 | OTH |  | 6000 |  |  | 93 |  |  | 8 | 0 |  | 1999-12-31
1209.4 |  | Bullock ST2 | 982 | OTH |  | 6000 |  |  | 93 |  |  | 8 | 0 |  | 1999-12-31
|  |  | 87 | [5 empty] | 0 |  |  | 1.1 | 0 |  | 0
|  |  | 341 | [5 empty] | 0 |  |  | 2.1 | 0 |  | 0
|  |  | 873 | [5 empty] | 0 |  |  | 3.1 | 0 |  | 0
|  |  | 894 | [5 empty] | 0 |  |  | 4.1 | 0 |  | 0
|  |  | 903 | [5 empty] | 0 |  |  | 5.1 | 0 |  | 0
|  |  | 912 | [5 empty] | 0 |  |  | 6.1 | 0 |  | 0
|  |  | 959 | [5 empty] | 0 |  |  | 7.1 | 0 |  | 0
|  |  | 1083 | [5 empty] | 0 |  |  | 8.1 | 0 |  | 0
|  |  | 1126 | [5 empty] | 0 |  |  | 9.1 | 0 |  | 0
|  |  | 1260 | [5 empty] | 0 |  |  | 10.1 | 0 |  | 0
|  |  | 1342 | [5 empty] | 0 |  |  | 11.1 | 0 |  | 0
|  |  | 1402 | [5 empty] | 0 |  |  | 12.1 | 0 |  | 0
71 | Neil Simpson 2 | duplicate | 99900 | Black Hills Power & Light Comp | 80000 |  |  | 39 |  |  | 7 |  |  | 1980-01-01
1204 | Biogas 1 | duplicate | 99920 | Public Service Company of Colo | 5499 |  |  | 7 |  |  | 8 |  |  | 1980-01-01
1391 | Geothermal 1 | duplicate | 99922 | Sacramento Municipal Utility D | 62000 |  |  | 4 |  |  | 2 |  |  | 1980-01-01
1466 | Miramar 1 | duplicate | 99924 | San Diego Gas & Electric Compa | 47000 |  |  | 111 |  |  | 3 |  |  | 1980-01-01
2147 | Cancarb thermal expansion project | duplicate | 99926 | TransCanada | 47000 |  |  | 71 |  |  | 13 |  |  | 2000-01-01
2148 | Carseland nitrogen fertilizer plant | duplicate | 99927 | TransCanada Energy of TransCan | 80000 |  |  | 71 |  |  | 13 |  |  | 2001-11-01
2149 | Cavalier compressor station | duplicate | 99928 | PanCanadian Petroleum Ltd | 106000 |  |  | 102 |  |  | 13 |  |  | 2001-07-01
2154 | Dow Chemical Project in Fort Saskatchewan | duplicate | 99929 | TransAlta | 120000 |  |  | 102 |  |  | 13 |  |  | 2000-01-01
2155 | Drywood Plant | duplicate | 99930 | Canadian Hydro | 6000 |  |  | 102 |  |  | 13 |  |  | 1999-09-01
2167 | Gold Creek power plant | duplicate | 99932 | TransCanada | 6000 |  |  | 102 |  |  | 13 |  |  | 2000-07-01
2168 | Griffith Energy power plant | duplicate | 99933 | Duke Energy North America + PP | 520000 |  |  | 74 |  |  | 10 |  |  | 2001-07-01
2169 | Hermiston | duplicate | 99934 | Ida-West Energy Co + TransCana | 536000 |  |  | 72 |  |  | 1 |  |  | 1980-01-01
2170 | Island Cogen at Campbell River BC | duplicate | 99935 | Westcoast Energy | 250000 |  |  | 92 |  |  | 4 |  |  | 2000-11-15
2178 | Poplar Hill | duplicate | 99938 | ATCO Power (IPP) | 43000 |  |  | 102 |  |  | 13 |  |  | 1999-06-30
2185 | Suncor Cogeneration 1 | duplicate | 99939 | TransAlta (IPP) | 180000 |  |  | 102 |  |  | 13 |  |  | 1999-06-30
2186 | Suncor Cogeneration 2 | duplicate | 99940 | TransAlta (IPP) | 180000 |  |  | 102 |  |  | 13 |  |  | 1999-06-30
2195 | Shell Air Liquide | duplicate | 99942 | Shell Air Liquide | 80000 |  |  | 78 |  |  | 13 |  |  | 2000-06-01
2566 | REDDING | duplicate | 99954 | CITY OF REDDING | 28000 |  |  | 91 |  |  | 2 |  |  | 1980-01-01
2771 | Fort McMurray (#A) | duplicate | 99957 | Syncrude Aurora | 82000 |  |  | 71 |  |  | 13 |  |  | 2000-01-01
2776 | Medicine Hat (TransCanada) | duplicate | 99958 | TransCanada Power | 46000 |  |  | 71 |  |  | 13 |  |  | 2000-01-01
2818 | McKittrick Generation Project | duplicate | 99968 | Ogden Pacific Power | 1048000 |  |  | 97 |  |  | 3 |  |  | 1980-01-01
2848 | West Phoenix (Phase 4) | duplicate | 99970 | APS/Calpine | 120000 |  |  | 74 |  |  | 10 |  |  | 2002-06-01
2810 | Goldendale Energy Center | 2004 completion | 99966 | Calpine Corp (Nat. Energy Sys. | 248000 |  |  | 92 |  |  | 1 |  |  | 2002-07-01
2157 | Everett WA power plant | proposed | 99931 | FPL | 248000 |  |  | 92 |  |  | 1 |  |  | 1980-01-01
2176 | new units at Potrero and Contra Costa power plants | proposed | 99937 | Southern Energy California | 1050000 |  |  | 97 |  |  | 3 |  |  | 2001-07-01
2843 | Huntington Beach # 4 | proposed | 99969 | AES | 225000 |  |  | 97 |  |  | 2 |  |  | 2002-04-01
2763 | Arapahoe | converted to CC | 969 | Black Hills | 74000 |  |  | 93 |  |  | 8 |  |  | 2000-06-01 | 2000-06-01
102 | Boston Bar Diesel 1 | retired | 99901 | British Columbia Hydro & Power | 2000 |  |  | 42 |  |  | 4 |  |  | 1980-01-01
342 | Cheyenne Diesel 1 | retired | 99906 | Cheyenne Light Fuel & Power Co | 2000 |  |  | 42 |  |  | 7 |  |  | 1980-01-01
343 | Cheyenne Diesel 2 | retired | 99907 | Cheyenne Light Fuel & Power Co | 2000 |  |  | 42 |  |  | 7 |  |  | 1980-01-01
344 | Cheyenne Diesel 3 | retired | 99908 | Cheyenne Light Fuel & Power Co | 2000 |  |  | 42 |  |  | 7 |  |  | 1980-01-01
345 | Cheyenne Diesel 4 | retired | 99909 | Cheyenne Light Fuel & Power Co | 2000 |  |  | 42 |  |  | 7 |  |  | 1980-01-01
346 | Cheyenne Diesel 5 | retired | 99910 | Cheyenne Light Fuel & Power Co | 2000 |  |  | 42 |  |  | 7 |  |  | 1980-01-01
2279 | COLDWATER CREEK | retired | 99943 | CCPA (CSC 10%, MID 40%, SMUD 5 | 123600 |  |  | 4 |  |  | 2 |  |  | 1980-01-01
2353 | GEM RESOURCES A | retired | 99944 | GEO EAST MESA LIMITED PARTNERS | 20000 |  |  | 4 |  |  | 3 |  |  | 1980-01-01
2354 | GEM RESOURCES B | retired | 99945 | GEO EAST MESA LIMITED PARTNERS | 20000 |  |  | 4 |  |  | 3 |  |  | 1980-01-01
2358 | GEORGIA PACIFIC MARTELL | retired | 99946 | WHEELABRATOR | 9000 |  |  | 7 |  |  | 2 |  |  | 1980-01-01
2359 | GEOTHERMAL 1 | retired | 99947 | NCPA (45.35%), CSC(54.65%) | 118000 |  |  | 4 |  |  | 2 |  |  | 1980-01-01
2360 | GEOTHERMAL 2 | retired | 99948 | NCPA (65.87%), CSC (34.13%) | 120000 |  |  | 4 |  |  | 2 |  |  | 1980-01-01
877 | Gerber Compr Sta 1 | retired | 99915 | Pacific Gas & Electric Company | 4000 |  |  | 100 |  |  | 2 |  |  | 1980-01-01
615 | Harbor 5 | retired | 99912 | Los Angeles Department of Wate | 86000 |  |  | 111 |  |  | 3 |  |  | 1980-01-01
902 | Humboldt Bay GT2 | retired | 99916 | Pacific Gas & Electric Company | 15000 |  |  | 100 |  |  | 2 |  |  | 1980-01-01
903 | Humboldt Bay GT3 | retired | 99917 | Pacific Gas & Electric Company | 15000 |  |  | 100 |  |  | 2 |  |  | 1980-01-01
904 | Hunters Point 2 | retired | 99918 | Pacific Gas & Electric Company | 107000 |  |  | 100 |  |  | 2 |  |  | 1980-01-01
905 | Hunters Point 3 | retired | 99919 | Pacific Gas & Electric Company | 107000 |  |  | 100 |  |  | 2 |  |  | 1980-01-01
1801 | Irvington GT3 | retired | 99925 | Tucson Electric Power Company | 25000 |  |  | 82 |  |  | 10 |  |  | 1980-01-01
1396 | Kaiser FC 1 | retired | 99923 | Sacramento Municipal Utility D | 200 |  |  | 91 |  |  | 2 |  |  | 1980-01-01
119 | Keogh GT2 | retired | 99902 | British Columbia Hydro & Power | 50000 |  |  | 42 |  |  | 4 |  |  | 1980-01-01
340 | Libby 1 Champion | retired | 99904 | Champion International Corp - | 7500 |  |  | 7 |  |  | 6 |  |  | 1980-01-01
341 | Libby 2 Champion | retired | 99905 | Champion International Corp - | 5000 |  |  | 7 |  |  | 6 |  |  | 1980-01-01
123 | Lytton Diesel 1 | retired | 99903 | British Columbia Hydro & Power | 3450 |  |  | 42 |  |  | 4 |  |  | 1980-01-01
356 | Martin Drake 4 | retired | 99911 | Colorado Springs Utilities - C | 11000 |  |  | 105 |  |  | 8 |  |  | 1980-01-01
2468 | MINN METHANE HIGHGROVE | retired | 99949 | RIVERSIDE COUNTY WMD | 950 |  |  | 6 |  |  | 3 |  |  | 1980-01-01
2470 | MINN METHANE WOODVILLE LANDFILL | retired | 99950 | TULARE COUNTY, SOLID WASTE DIV | 4000 |  |  | 6 |  |  | 3 |  |  | 1980-01-01
2483 | MONTEREY REG WATER | retired | 99951 |  | 1740 |  |  | 6 |  |  | 3 |  |  | 1980-01-01
2492 | NORTH ISL STEAM TURBINE | retired | 99952 | SITHE/ENERGIES GROUP | 4054 |  |  | 97 |  |  | 3 |  |  | 1980-01-01
2497 | NTC CENTRAL | retired | 99953 | SDG&E | 16000 |  |  | 97 |  |  | 3 |  |  | 1980-01-01
1361 | Skagit Co Waste 1 | retired | 99921 | Puget Sound Energy - WA | 2000 |  |  | 6 |  |  | 1 |  |  | 1980-01-01
2703 | Valley 1 | retired | 99955 | Los Angeles Department of Wate | 95000 |  |  | 97 |  |  | 3 |  |  | 1980-01-01
2704 | Valley 2 | retired | 99956 | Los Angeles Department of Wate | 99000 |  |  | 97 |  |  | 3 |  |  | 1980-01-01
2192 | Whitehorn 1 | retired | 99941 | Puget Sound Energy - WA | 61200 |  |  | 42 |  |  | 1 |  |  | 1980-01-01
1780 | Wabamun 1 | Wabamun ST1 | 1494 | TransAlta Utilities Corporatio | 67000 |  |  | 32 |  |  | 13 |  |  | 1980-01-01 | 1999-12-31
1781 | Wabamun 2 | Wabamun ST2 | 1495 | TransAlta Utilities Corporatio | 67000 |  |  | 32 |  |  | 13 |  |  | 1980-01-01 | 1999-12-31
1782 | Wabamun 3 | Wabamun ST3 | 1496 | TransAlta Utilities Corporatio | 147000 |  |  | 32 |  |  | 13 |  |  | 1980-01-01 | 1999-12-31
2216 | ARCO PETRO PRODUCTS | ARCO Products Co GT1 | 376 | ACRO PETROLEUM PRODUCTS | 8000 |  |  | 97 |  |  | 3 |  |  | 1980-01-01 | 1999-12-31
2216.1 | ARCO PETRO PRODUCTS | ARCO Products Co GT2 | 377 | ARCO Petroleum Products | [6 empty] | 3 |  |  |  | 1999-12-31
2218 | AUBERRY ENERGY | Auberry Energy | 380 | AUBERRY ENERGY INC. | 7500 |  |  | 7 |  |  | 3 |  |  | 1980-01-01 | 1999-12-31
2294 | COYOTE CANYON GAS RECO | Coyote Canyon | 453 | ORANGE COUNTY IWMD | 20000 |  |  | 7 |  |  | 3 |  |  | 1980-01-01 | 1999-12-31
2305 | DELANO NRG CO INC | Delano 1 | 467 | THERMO ECOTEK | 53350 |  |  | 7 |  |  | 3 |  |  | 1980-01-01 | 1999-12-31
2305.1 | DELANO NRG CO INC | Delano 2 | 468 | Thermo Ecotek | [6 empty] | 3 |  |  |  | 1999-12-31
1638 | Ellwood 1 | Oeste Power GT | 490 | Southern California Edison Com | 53000 |  |  | 111 |  |  | 3 |  |  | 1980-01-01 | 1999-12-31
878 | Geysers 10 | Geysers 10 | 144 | Pacific Gas & Electric Company | 53000 |  |  | 4 |  |  | 2 |  |  | 1980-01-01 | 1999-12-31
891 | Geysers 9 | Geysers 09 | 157 | Pacific Gas & Electric Company | 53000 |  |  | 4 |  |  | 2 |  |  | 1980-01-01 | 1999-12-31
2395 | HERSHEY CHOCOLATE USA | Hershey Chocolate GTCG | 175 |  | 6000 |  |  | 91 |  |  | 2 |  |  | 1980-01-01 | 1999-12-31
2476 | MODESTO ENERGY LP | Modesto Energy | 204 | OXFORD ENERGY | 14000 |  |  | 6 |  |  | 2 |  |  | 1980-01-01 | 1999-12-31
2510 | OGDEN POWER PAC OROVILLE | Pacific Oroville 1 | 221 | OGDEN ENERGY GROUP, INC. | 18000 |  |  | 7 |  |  | 2 |  |  | 1980-01-01 | 1999-12-31
2510.1 | OGDEN POWER PAC OROVILLE | Pacific Oroville 2 | 222 | Ogden Energy Group | [6 empty] | 2 |  |  |  | 1999-12-31
2572 | RIO BRAVO FRESNO | Rio Bravo Fresno | 731 | CONSTELLATION ENERGY, CHRYSLER | 24300 |  |  | 7 |  |  | 3 |  |  | 1980-01-01 | 1999-12-31
2575 | RIO BRAVO ROCKLIN | Rio Bravo Rocklin | 260 | CONSTELLATION ENERGY, CHRYSLER | 24400 |  |  | 7 |  |  | 2 |  |  | 1980-01-01 | 1999-12-31
2649 | SOLAR TURBINES | Solar Turbines GT | 791 |  | 9500 |  |  | 97 |  |  | 3 |  |  | 1980-01-01 | 1999-12-31
2651 | SOLEDAD ENERGY | Soledad 1 | 299 | WESTERN ELECTRIC POWER CORP | 12000 |  |  | 7 |  |  | 3 |  |  | 1980-01-01 | 1999-12-31
2651.1 | SOLEDAD ENERGY | Soledad 2 | 300 | Yanke Energy | [6 empty] | 3 |  |  |  | 2001-07-12
2682 | TORRANCE REFINERY | Torrance Refinery CCCG | 828 | MOBIL OIL COMPANY | 41900 |  |  | 97 |  |  | 3 |  |  | 1980-01-01 | 1999-12-31
2692 | UC DAVIS - PLANT SERV | UC Davis GTCG | 313 |  | 3500 |  |  | 91 |  |  | 2 |  |  | 1980-01-01 | 1999-12-31
649 | UCLA Cogen 1 | UCLA Chiller CCCG | 836 | Los Angeles Department of Wate | 39000 |  |  | 97 |  |  | 3 |  |  | 1980-01-01 | 1999-12-31
2693 | UCLA So CHILLER COGEN | standby | 99995 | UCLA REGENTS | 30400 |  |  | 97 |  |  | 3 |  |  | 1980-01-01 | 1999-12-31
2694 | ULTRAPOWER BLUE LAKE | Blue Lake | 314 | ULTRAPOWER RINCON | 11400 |  |  | 7 |  |  | 2 |  |  | 1980-01-01 | 1999-12-31
2700 | UNOCAL RESEARCH | Unocal Research GTCG | 842 | UNOCAL | 3623 |  |  | 97 |  |  | 3 |  |  | 1980-01-01 | 1999-12-31
451 | Weyco Energy CTR 1 | Weyco Energy Center | 83 | Eugene Water & Electric Board | 25000 |  |  | 6 |  |  | 1 |  |  | 1980-01-01 | 1999-12-31
2728 | WILMINGTON COGEN | Praxair GTCG1 | 870 | PRAXAIR INCORPORATED | 28000 |  |  | 97 |  |  | 3 |  |  | 1980-01-01 | 1999-12-31
2777 | Northwest Regional Power (John Day) | temporary | 99959 | Northwest Regional Power, LLC | 32800 |  |  | 42 |  |  | 1 |  |  | 2001-05-01
2778 | Northwest Regional Power (Rock Island) Ph 1 | temporary | 99960 | Northwest Regional Power, LLC | 32800 |  |  | 42 |  |  | 1 |  |  | 1980-01-01
2779 | Northwest Regional Power (Roosevelt Landfill) Ph 1 | temporary | 99961 | Northwest Regional Power, LLC | 16000 |  |  | 42 |  |  | 1 |  |  | 1980-01-01
2780 | Okanogan Co PUD Ph 1 | temporary | 99962 | Okanogan Co. PUD | 6600 |  |  | 42 |  |  | 1 |  |  | 1980-01-01
2789 | Tacoma Power ICs | temporary | 99963 | Tacoma Light & Power | 52500 |  |  | 42 |  |  | 1 |  |  | 2001-01-01
2799 | Clark Public Utilities ICs | temporary | 99964 | Clark Public Utilities | 50000 |  |  | 92 |  |  | 1 |  |  | 2001-07-01
2801 | Cowlitz Co PUD ICs Ph 1 | temporary | 99965 | Cowlitz Co. PUD | 6000 |  |  | 92 |  |  | 1 |  |  | 2001-06-01
2815 | Idaho Power ICs | temporary | 99967 | Idaho Power Co. | 40000 |  |  | 42 |  |  | 5 |  |  | 2001-06-01
625 | Hyperion Energy Sys 1 | zzeroed | 99971 | Los Angeles Department of Wate | 0 |  |  | 7 |  |  | 3 |  |  | 1980-01-01
631 | Misc Small Cogen 1 | zzeroed | 99972 | Los Angeles Department of Wate | 0 |  |  | 97 |  |  | 3 |  |  | 1980-01-01
650 | Ultramar 1 | zzeroed | 99973 | Los Angeles Department of Wate | 0 |  |  | 97 |  |  | 3 |  |  | 1980-01-01
651 | Union Carbide 1 | zzeroed | 99974 | Los Angeles Department of Wate | 0 |  |  | 7 |  |  | 3 |  |  | 1980-01-01
652 | Union Pacific I | zzeroed | 99975 | Los Angeles Department of Wate | 0 |  |  | 97 |  |  | 3 |  |  | 1980-01-01
653 | Union Pacific II | zzeroed | 99976 | Los Angeles Department of Wate | 0 |  |  | 97 |  |  | 3 |  |  | 1980-01-01
654 | Unocal Cogen 1 | zzeroed | 99977 | Los Angeles Department of Wate | 0 |  |  | 7 |  |  | 3 |  |  | 1980-01-01
655 | Unocal II Cogen 1 | zzeroed | 99978 | Los Angeles Department of Wate | 0 |  |  | 7 |  |  | 3 |  |  | 1980-01-01
657 | Valley 3 | zzeroed | 99913 | Los Angeles Department of Wate | 0 |  |  | 97 | 97 |  | 3 | 3 |  | 1980-01-01 | 1999-12-31
658 | Valley 4 | zzeroed | 99914 | Los Angeles Department of Wate | 0 |  |  | 97 | 97 |  | 3 | 3 |  | 1980-01-01 | 1999-12-31
875 | Emigrant Gap 1 | zzeroed | 99979 | Pacific Gas & Electric Company | 0 |  |  | 100 |  |  | 2 |  |  | 1980-01-01
956 | QF Cogeneration 117 | zzeroed | 99980 | Pacific Gas & Electric Company | 0 |  |  | 7 |  |  | 2 |  |  | 1980-01-01
957 | QF Geothermal 7 | zzeroed | 99981 | Pacific Gas & Electric Company | 0 |  |  | 4 |  |  | 2 |  |  | 1980-01-01
959 | QF Sld Wste/Biomass 48 | zzeroed | 99982 | Pacific Gas & Electric Company | 0 |  |  | 7 |  |  | 2 |  |  | 1980-01-01
1401 | SCA CC -- CCCT+CCST | zzeroed | 99983 | Sacramento Municipal Utility D | 0 |  |  | 100 |  |  | 2 |  |  | 1980-01-01
1407 | SPA CC -- CCCT+CCST | zzeroed | 99984 | Sacramento Municipal Utility D | 0 |  |  | 100 |  |  | 2 |  |  | 1980-01-01
1450 | Biogas 5 | zzeroed | 99985 | San Diego Gas & Electric Compa | 0 |  |  | 7 |  |  | 3 |  |  | 1980-01-01
1451 | Cogeneration 64 | zzeroed | 99986 | San Diego Gas & Electric Compa | 0 |  |  | 97 |  |  | 3 |  |  | 1980-01-01
1452 | Cogeneration 7 | zzeroed | 99987 | San Diego Gas & Electric Compa | 0 |  |  | 97 |  |  | 3 |  |  | 1980-01-01
1461 | GL Cogen 1 | zzeroed | 99988 | San Diego Gas & Electric Compa | 0 |  |  | 97 |  |  | 3 |  |  | 1980-01-01
1669 | Luz Solar IX | zzeroed | 99989 | Southern California Edison Com | 0 |  |  | 3 |  |  | 3 |  |  | 1980-01-01
1670 | Luz Solar VII | zzeroed | 99990 | Southern California Edison Com | 0 |  |  | 3 |  |  | 3 |  |  | 1980-01-01
1686 | Nonutility Biomass NA | zzeroed | 99991 | Southern California Edison Com | 0 |  |  | 7 |  |  | 3 |  |  | 1980-01-01
1687 | Nonutility Cogen NA | zzeroed | 99992 | Southern California Edison Com | 0 |  |  | 97 |  |  | 3 |  |  | 1980-01-01
1688 | Nonutility Geotherm NA | zzeroed | 99993 | Southern California Edison Com | 0 |  |  | 4 |  |  | 3 |  |  | 1980-01-01
1690 | Nonutility Solar NA | zzeroed | 99994 | Southern California Edison Com | 0 |  |  | 3 |  |  | 3 |  |  | 1980-01-01
Note on B1: RCS: This file compares BPA's non-hydro resource listing with current system information. There are five columns with titles in red. These are the resource names and specs from my comparable listing. The file retains the numerical order of the original file, with additions inserted with numbers with decimals added. The values in column D are used for an alternate sorting of resources by area. For wind resources, I generally use one line per area. I maintain a separate listing of the individual projects which sum to these composite lines. All currently installed hydro resources have been moved to Hydro Resources tab, retaining their original line numbers. The ResourceFile tab remerges the two files into one file useable in Aurora, with resources renumbered. That file included all of the new resources, excludes those resources no longer available. It uses updated capacity, fuel, area and on-line dates. The fuel specs do not retain the "high peaking" fuel, but does differentiate between committed units and non-committed peaking fuel units.