## Sheet1
JIT P/N | Unit | Item Name | Categoryor Family | Notes | Size | Type | Manufacturer | Current Vendor P/N | New Vendor P/N | MSRP | Discount | JPL Price | Delivery Days | Yr. Usage
611294 | CS | Adapter, Distillation Bevel-Thread 24/40 1 per CS |  | Adapter Distillation Claisen Bevel-Seal. [standard taper] Joints; 24/40. Accommodation Range (mm); 5-8. Approx. Overall Height x Width (mm); 155 x 88 With a threaded top connection for plain stem thermometers. | N/A | N/A | Kimble | KT161100-2440 |  |  |  | 0 |  | 6
574425 | EA | Adhesive, Superbonder 414, 1oz | Adhesives | Adhesive, Superbonder 414, Size: 1 ounce. Unit of Issue: EA | N/A | N/A | VWR | 19807-536 |  |  |  | 0 |  | 1
341822 | EA | Adhesive, Superglue, scienceware .11oz | Adhesives | Scienceware Super Glue. A drop of fast-setting Super Glue provides an amazingly strong repair or assembly joint. | .11 oz | N/A | Bel-Art Products | 19807-000 |  |  |  | 0 |  | 13
341635 | CS | Apiezon W, Sealing Wax, High Vacuum, 500g | Grease | Vacuum Sealing Wax, Apiezon Wax W, High Vacuum, Size: 500 gram, 500 gram per case. Unit of Issue: CS | 500 gram | N/A | AVO International | 59336-002 |  |  |  | 0 |  | 1
350132 | PK | Applicator Sticks, Wood, 6"L x 1/12" Dia, 1000pk | Swabs | Applicator Sticks, Wood, Size: 6" long x 1/12" Diameter, 1000 per pack. Unit of Issue: PK | 6in | N/A | Hardwood | 10805-018 |  |  |  | 0 |  | 3
325377 | PK | Applicator, Wood, Cotton Tip, 3", 500 per pack | Swabs | Applicator, Wood, Cotton Tip, 3", 100 per bag/5 bags per pack. Unit of Issue: PK | 3 | Wood | Hardwood | 10805-158 |  |  |  | 0 |  | 29
328248 | PK | Applicator, Wood, Cotton Tip, 3", 1000 per pack | Swabs | Applicator, Wood, Cotton Tip, 3", 100 per bag/10 bags per pack, (260026-2). Unit of Issue: PK | N/A | Wood | Hardwood | 10805-142 |  |  |  | 0 |  | 124
325378 | PK | Applicator, Wood, Cotton Tip, 6", 500 per pack | Swabs | Applicator, Wood, Cotton Tip, 6", 100 per bag/5 bags per pack. Unit of Issue: PK | 6 | Wood | Hardwood | 10806-001 |  |  |  | 0 |  | 6
328247 | PK | Applicator, Wood, Cotton Tip, 6", 1000 per pack | Swabs | Applicator, Wood, Cotton Tip, 6", 100 per bag/10 bags per pack, (260028-9). Unit of Issue: PK | N/A | Wood | Hardwood | 10806-000 |  |  |  | 0 |  | 17
350134 | PK | Applicator, Wood, Cotton Tip, No Glue, 6", 1000pk | Swabs | Applicator,Wood, Cotton Tip, No Glue, 100 per bag/10 bags per pack (1000). Unit of Issue: PK | N/A | N/A | Hardwood | 10806-005 |  |  |  | 0 |  | 19
350133 | PK | Applicator, Wood, Cotton Tip, Sterile, 6", 100pk | Swabs | Applicator, Wood, Cotton Tip, Sterile, Size: 6"L x 1/12" Dia, 100 per pk. Unit of Issue: PK | 6in | N/A | Hardwood | 10805-154 |  |  |  | 0 |  | 2
325342 | EA | Apron, Cryo | Safety Supplies | Apron, Cryo. Unit of Issue: EA | N/A | N/A | VWR | 10825-194 |  |  |  | 0 |  | 2
496618 | PK | Apron, Vinyl, Length: 36IN 12PK |  | Apron, Vinyl, Length: 36IN, 12 per Pack, Unit of Issue: Package | N/A | N/A | Ansell-Edmont | 32890-866 discontinued?? |  |  |  | 0 |  | 1
611304 | EA | ATC Probe, Stainless Steel for Orion Meters | Electrodes | PerpHecT ATC Probe, Stainless Steel. Orion # 927007 | N/A | Stainless Steel | Orion Research Inc | 34104-258 |  |  |  | 0 |  | 1
573161 | PK | Bacti Cell Spreader, Blue | Dish | Bacti Cell Spreader, Sterile, Blade Width: 3.0cm - Length: 21.5cm, Color: Blue, 25 per pack. Unit of Issue: PK | N/A | N/A | VWR | 60828-682 |  |  |  | 0 |  | 12
610303 | CS | Bag, Autoclave, 14 x 19" 200 per Case | Bags | Tear and leak resistant clear polypropylene. 35.6x48.3cm. For non-hazardous waste. Autoclave up to 135 [degree] C. Meet ASTM D1709-98 (165g dart drop standard). 200 per Case | 14 x 19" | Polypropylene | VWR | 14220-038 |  |  |  | 0 |  | 4
572677 | PK | Bag, Autoclave, 24" x 36", 2 mil thick | Bags | Bag, Autoclave, Polypropylene, 2 mil thick, Temp - up to 121 deg C (250 deg F), Size: 61cm (24") Wide x 91.4cm (36") High, 100 per pack. Unit of Issue: PK | 24" x 36" | N/A | Scienceware | 11215-796 |  |  |  | 0 |  | 1
611086 | CS | Bag, Polypropylene Autoclave Bags, 25 x 35" 200/CS | Bags | Clear. Tear and leak resistant polypropylene. 2.0 mil, 63.5 x 88.9cm. For non-hazardous waste. Autoclave up to 135[degree]C. Meet ASTM D1709-98 (165g dart drop standard). 200 per Case | 25 x 35" | Polypropylene | VWR | 14220-042 |  |  |  | 0 |  | 1
350815 | PK | Bag, Sample, Low Density, Pk50 | Bags | Bag, Sample, Ldpe, Pk50 4x6 Unit of Issue: PK | 4 x 6" | Polyethylene | Nalge Company | 56766-016 |  |  |  | 0 |  | 8
350816 | PK | Bag, Sample, Low Density, Pk-50 | Bags | Bag, Sample, Ldpe, Pk-50 5x8 Unit of Issue: PK | 5 x 8" | Polyethylene | Nalge Company | 56766-049 |  |  |  | 0 |  | 4
350817 | PK | Bag, Sample, Low Density, Pk-50 | Bags | Bag, Sample, Ldpe, Pk-50 9x13 Unit of Issue: PK | 9 x 13" | Polyethylene | Nalge Company | 56766-107 |  |  |  | 0 |  | 5
601411 | CS | Bag, Specimen, Liquid Tight, 16" x 16", 100 per cs | Bags | Bag, Specimen, Air/Liquid Tight, 3-mil Thick, Bitran Polyethylene [Series PE] Bags), Size: 16" x 16", COM-PAC #BIT4758PE, 100 per case. Unit of Issue: CS | 16" x 16" | N/A | Com-Pac International Inc | 11217-548 |  |  |  | 0 |  | 2
345377 | EA | Bar, Stir, Spinplus, Teflon-coated, Assorted | Stirrers | Bar, Stir, Spinplus, Teflon-coated, (VWR brand), Assortment of 5 different sizes. Unit of Issue: EA (( 9.5mm x 9.5mm, 19.1mm x 19.1mm, 25.4mm x 25.4mm, 32mm x 32mm, 38mm x 38mm)) | N/A | Teflon | Bel-Art Products | 58947-830 |  |  |  | 0 |  | 3
602706 | EA | Bar, Stir, Spinstar, Magnetic, Teflon-Coated,100ml | Stirrers | Bar, Stir, Spinstar, Magnetic, Teflon-Coated, for use with 100ml beakers. Unit of Issue: EA | 100ml | N/A | VWR | 58949-028 |  |  |  | 0 |  | 3
602707 | EA | Bar, Stir, Spinstar, Magnetic, Teflon-Coated,250ml | Stirrers | Bar, Stir, Spinstar, Magnetic, Teflon-Coated, for use with 250ml beakers. Unit of Issue: EA | 250ml | N/A | VWR | 58949-026 |  |  |  | 0 |  | 3
610202 | EA | Basket, Polypropylene | Tube | Baskets feature a sturdy, one-piece molded construction. Secure fitting polypropylene lid holds tubes during rinse or automatic washing. Steam autoclavable at 121°C. Size: 5"L x 4"D x 4"H | 5"Lx4"Dx4"H | Polypropylene | Scienceware | 60914-263 |  |  |  | 0 |  | 4
350711 | EA | Battery Set, Rechargable | Battery | Battery Set, Rechargable Ni-MH Battery for Portable Pipet-Aid XP, 110V. Unit of Issue: EA | N/A | N/A | Drummond Scientific Co | 53498-063 |  |  |  | 0 |  | 2
611026 | EA | Battery, 3V Lithium for Colony Counter | Battery | Replacement Battery for Hand-Held Colony Counter JIT # 597126. (Bel-Art Battery # F37862-0200) | N/A | N/A | Scienceware | 54848-294 |  |  |  | 0 |  | 13
350168 | PK | Battery, Silver Oxide, 1.5V | Battery | Battery, Silver Oxide, 1.5V, (Duracell D301/3868), milliamp hours: 120, 6 per pack. Unit of Issue: PK | 1.5V | N/A | Duracell Products Co | 13710-779 |  |  |  | 0 |  | 2
350169 | PK | Battery, Silver Oxide, 1.5V | Battery | Battery, Silver Oxide, 1.5V, (Duracell D303/357B), milliamp hours: 165, 6 per pack. Unit of Issue: PK | 1.5V | N/A | Duracell Products Co | 13710-789 |  |  |  | 0 |  | 3
350187 | PK | Beaker Polypropylene, Disp Pk-50 250ml | Beaker | Beaker Polyp., Disp Pk-50 250ml Unit of Issue: PK | 250ml | N/A | National Sci Supply | 13915-566 |  |  |  | 0 |  | 5
325383 | PK | Beaker, Double Scale Griffin, Graduated | Beaker | Beaker, Pyrex, Graduated, Size:10ml, Corning #1000-10, (260046-7), 12 per pack, Unit of Issue: PK | 10ml | Glass | Corning | 13912-069 |  |  |  | 0 |  | 4
325384 | PK | Beaker, Double Scale Griffin, Graduated | Beaker | Beaker, Pyrex, Graduated, Size:100ml, Corning #1000-100, (260052-1), 12 per pack. Unit of Issue: PK | 100ml | Glass | Corning | 13912-160 |  |  |  | 0 |  | 10
325385 | PK | Beaker, Double Scale Griffin, Graduated | Beaker | Beaker, Pyrex, Graduated, Size:1000ml, Corning #1000-1L, (260062-9), 6 per pack. Unit of Issue:PK | 1000ml | Glass | Corning | 13912-284 |  |  |  | 0 |  | 5
325386 | PK | Beaker, Double Scale Griffin, Graduated | Beaker | Beaker, Pyrex, Graduated, Size:150ml, Corning #1000-150, (260054-8), 12 per pack. Unit of Issue: PK | 150ml | Glass | Corning | 13912-182 |  |  |  | 0 |  | 2
325387 | PK | Beaker, Double Scale Griffin, Graduated | Beaker | Beaker, Pyrex, Graduated, Size:2000ml, Corning #1000-2L, (260064-5), 4 per pack. Unit of Issue: PK | 2000ml | Glass | Corning | 13912-320 |  |  |  | 0 |  | 4
325388 | PK | Beaker, Double Scale Griffin, Graduated | Beaker | Beaker, Pyrex, Graduated, Size:250ml, Corning #1000-250, (260056-4), 12 per pack. Unit of Issue:PK | 250ml | Glass | Corning | 13912-207 |  |  |  | 0 |  | 4
325389 | PK | Beaker, Double Scale Griffin, Graduated | Beaker | Beaker, Pyrex, Graduated, Size:30ml, Corning #1000-30, (260048-3), 12 per pack. Unit of Issue: PK | 30ml | Glass | Corning | 13912-127 |  |  |  | 0 |  | 2
325390 | PK | Beaker, Double Scale Griffin, Graduated | Beaker | Beaker, Pyrex, Graduated, Size:400ml, Corning #1000-400, (260058-0), 12 per pack. Unit of Issue: PK | 400ml | Glass | Corning | 13912-229 |  |  |  | 0 |  | 4
325391 | EA | Beaker, Double Scale Griffin, Graduated | Beaker | Beaker, Pyrex, Graduated, Size:4000ml, Corning #1000-4L, (260066-1), Unit of Issue: EA | 4000ml | Glass | Corning | 13912-364 |  |  |  | 0 |  | 12
325392 | PK | Beaker, Double Scale Griffin, Graduated | Beaker | Beaker, Pyrex, Graduated, Size:50ml, Corning #1000-50, (260050-0), 12 per pack. Unit of Issue: PK | 50ml | Glass | Corning | 13912-149 |  |  |  | 0 |  | 3
325393 | PK | Beaker, Double Scale Griffin, Graduated | Beaker | Beaker, Pyrex, Graduated, Size:600ml, Corning #1000-600, (260060-7), 6 per pack. Unit of Issue: PK | 600ml | Glass | Corning | 13912-240 |  |  |  | 0 |  | 6
341637 | EA | Beaker, Griffin, Polypropylene, 2000ml, 6PK | Beaker | Beaker, Griffin, Polypropylene, Size: 2000ml, (6 each per case). Unit of Issue: EA | 2000 ml | Polypropylene | Nalge Company | 13915-169 |  |  |  | 0 |  | 6
325396 | EA | Beaker, Ingredient without Handles | Beaker | Beaker, Stainless Steel, Size: 6 qt, (260072-6). Unit of Issue: EA | 6 qt | Stainless Steel | VWR | 13975-105 |  |  |  | 0 |  | 2
495061 | EA | Beaker, Low Form Graduated, PP Size: 4000ml | Beaker | Beaker, Low Form Graduated, Polypropylene, Size: 4000ml, Unit of Issue: EA | N/A | N/A | Nalge | 13915-180 |  |  |  | 0 |  | 4
515982 | CS | Beaker, Polypropylene, Tri-Pour, 1000ml | Beaker | Beaker, Polypropylene, Tri-Pour, Size: 1000ml, (260045-9), 100 each per case). Unit of Issue: CS ((Replaces JIT #325380 - VWR #13915-679)) | N/A | N/A | VWR | 25384-160 |  |  |  | 0 |  | 6
350189 | CS | Beaker, Polypropylene, Tri-Pour, 400ml | Beaker | Beaker, Polypropylene, Tri-Pour, Size: 400ml, (100 each per case). Unit of Issue: CS | 400ml | N/A | Monoject Scientific | 13915-657 |  |  |  | 0 |  | 1
350186 | PK | Beaker, Polypropylene,disposable/reusable, 150ml | Beaker | Beaker, Polypropylene, Disposable/Reusable, Size: 150ml, (100 each per pack). Unit of Issue: PK | 150ml | N/A | National Sci Supply | 13915-544 |  |  |  | 0 |  | 3
350183 | PK | Beaker, Polypropylene,disposable/reusable, 30ml | Beaker | Beaker, Polypropylene, Disposable/Reusable, Size: 30ml, (100 each per pack). Unit of Issue: PK | 30ml | N/A | National Sci Supply | 13915-500 |  |  |  | 0 |  | 1
350188 | PK | Beaker, Polypropylene,disposable/reusable, 600ml | Beaker | Beaker, Polypropylene, Disposable/Reusable, Size: 600ml, (25 each per pack). Unit of Issue: PK | 600ml | N/A | National Sci Supply | 13915-599 |  |  |  | 0 |  | 15
350176 | PK | Beaker, Pyrex, Heavy Duty, Griffin, 150ml | Beaker | Beaker, Pyrex, Heavy Duty, Griffin, Graduated, Sz: 150ml, (Corning 1003-150), 12/pk. Unit of Issue: PK | 150ml | N/A | Corning | 13912-502 |  |  |  | 0 |  | 2
350177 | PK | Beaker, Pyrex, Heavy Duty, Griffin, 250ml | Beaker | Beaker, Pyrex, Heavy Duty, Griffin, Graduated, Sz: 250ml, (Corning 1003-250), 12/pk. Unit of Issue: PK | 250ml | N/A | Corning | 13912-524 |  |  |  | 0 |  | 2
551253 | PK | Beaker, Pyrex, Heavy Duty, Griffin, 600ml | Beaker | Beaker, Pyrex, Heavy Duty, Griffin, Graduated, Sz: 600ml, (Corning 1003-600), 6/pk. Unit of Issue: PK | 600ml | N/A | Corning | 13912-568 |  |  |  | 0 |  | 4
551254 | PK | Beaker, Pyrex, Heavy Duty, Griffin, 1000ml | Beaker | Beaker, Pyrex, Heavy Duty, Griffin, Graduated, Sz: 1000ml, (Corning 1003-1L), 6/pk. Unit of Issue: PK | 1000ml | N/A | Corning | 13912-604 |  |  |  | 0 |  | 4
609212 | EA | Beaker, Teflon PFA, 100mL | Beaker | Smooth molded surfaces are well suited for contamination-free work within a temperature range from -200[degree]C to + 260[degree]C (-328[degree] F to +500[degree] F). Non-stick, easy to clean and resistant to most chemicals. | 100mL | Teflon | Bel-Art Products | 21812-593 |  |  |  | 0 |  | 5
610472 | CS | Binder, Static-Dissipative (ESD), 1", 26Case | Stationery | Static-Dissipative Binders, Seco Industries # 1001210, Static (ESD) Safe, Cleanroom Compatible, Size: 1" Capacity, 26 per case. Unit of issue: Case | 1" Capacity | N/A | VWR | 58605-956 |  |  |  | 0 |  | 1
437962 | CS | Binder, Static-Dissipative (ESD), 1-1/2", 20/Case | Stationery | Static-Dissipative Binders, Seco Industries # 1001215, Static (ESD) Safe, Cleanroom Compatible, Size: 1-1/2", 20 per case. Unit of issue: Case | 1-1/2" Capacity | N/A | VWR | 58605-946 |  |  |  | 0 |  | 6
437963 | CS | Binder, Static-Dissipative (ESD), 2" 14/Case | Stationery | Static-Dissipative Binders, Seco Industries # 100122, Static (ESD) Safe, Cleanroom Compatible, Size: 2", 14 per case. Unit of Issue: Case | 2" Capacity | N/A | VWR | 58605-958 |  |  |  | 0 |  | 2
437964 | CS | Binder, Static-Dissipative (ESD), 3", 2CS MIN.REQ | Stationery | **NOTE: MUST ORDER 2 CASES - MINIMUM ORDER REQUIRED ON THIS ITEM!!! Static-Dissipative Binders, Seco Industries # 100123, Static (ESD) Safe, Cleanroom Compatible, Size: 3", 7 per Case. Unit of Issue: Case | 3" Capacity | N/A | VWR | 58605-960 |  |  |  | 0 |  | 2
612295 | CS | Binder, Texwrite, 3-Ring, 1" Cap. | Stationery | TexWrite Three-Ring Binder 1" Capacity w/Slide Ring Mechanism, 10 per Case. Unit of Issue: CS | 1" (2.5 cm) | Plastic | Texwipe | TWTX5810 |  |  |  | 0 |  | 1
350403 | PK | Blade, Scalpel Sterile Pk-100 #10 | Scalpels | Blade, Sterile Pk-100 #10 Unit of Issue: PK | #10 | N/A | Walter Stern Inc | 25608-065 |  |  |  | 0 |  | 3
373046 | PK | Blade, Scalpel, Sterile, Stainless Steel | Scalpels | Blade, Scalpel, Sterile, Stainless Steel, 50 per pack. Unit of Issue: PK | N/A | N/A | Becton Dickenson | BD371111 |  |  |  | 0 |  | 7
612684 | CS | Blades, Non-Sterile Carbon Steel, Size 25, 150/CS | Scalpels | RIB-BACK Carbon Steel Blades. Size 25. Non-Sterile. Individually packaged, In 25 strips of 6. (will fit #6 scalpel handle JIT #610271) 150 per CS. Unit of Issue: CS | 25 | Carbon Steel | Becton Dickenson | BD371325 |  |  |  | 0 |  | 1
351028 | PK | Blades, Non-Sterile, Carbon Stl, Pk-6 , 10 | Scalpels | Blades, N/S, Carbon Stl, Pk-6 , 10 Unit of Issue: PK | #10 | N/A | Becton Dickenson | BD-371310 |  |  |  | 0 |  | 1
351029 | PK | Blades, Non-Sterile, Carbon Stl, Pk-6, 11 | Scalpels | Blades, N/S, Carbon Stl, Pk-6, 11 Unit of Issue: PK | #11 | N/A | Becton Dickenson | BD-371311 |  |  |  | 0 |  | 8
603499 | EA | Bleach, Clorox Ultra 96 oz 6 per Case | Disinfectants | Ultra Clorox Germicidal Bleach, 6.15% Sodium Hypochlorite. 6 ea 96 fl. oz bottles per Case | N/A | N/A | Lagasse Bros Inc | 37001-060 |  |  |  | 0 |  | 24
610505 | PK | Borer Set, 8-Piece Cork Borer Set 3/16" - 5/8" | Stoppers | Cork borer set. Eight plated steel borers, in sizes ranging from 3/16" to 5/8" (4.8mm to 15.9mm) in 1/16" (1.6mm) increments. | N/A | Steel | Humboldt Mfg Co | 60120-364 |  |  |  | 0 |  | 1
350254 | CS | Bottle Media Cs-10 250ml | Bottle | Bottle Media cs10 250ml Unit of Issue: CS | 250ml | Borosilicate Glass | Corning | 16157-136 |  |  |  | 0 |  | 1
350230 | CS | Bottle, Amber Glass, Br, 12 per CS, 1000ml | Bottle | Bottle, Amber Glass, Br, Size: 1000ml, 12 per case. Unit of Issue: CS | 1000ml | N/A | I-Chem Research | 15900-234 |  |  |  | 0 |  | 5
345382 | CS | Bottle, Amber, Boston Round, 1000ml | Bottle | Bottle, Amber, Boston Round, (VWR brand), Size: 1000ml (32 oz), 12 per case. Unit of Issue: CS | N/A | Glass | Qorpak | 15900-050 |  |  |  | 0 |  | 1
345379 | CS | Bottle, Amber, Boston Round, 125ml | Bottle | Bottle, Amber, Boston Round, (VWR brand), Size: 125ml (4 oz), 12 per case. Unit of Issue: CS | N/A | Glass | Qorpak | 15900-044 |  |  |  | 0 |  | 1
345380 | CS | Bottle, Amber, Boston Round, 250ml | Bottle | Bottle, Amber, Boston Round, (VWR Brand), Size: 250ml (8 oz), 12 per case. Unit of Issue: CS | N/A | Glass | Qorpak | 15900-046 |  |  |  | 0 |  | 1
345381 | CS | Bottle, Amber, Boston Round, 500ml | Bottle | Bottle, Amber, Boston Round, (VWR brand), Size: 500ml (16 oz), 12 per case. Unit of Issue: CS | N/A | Glass | Qorpak | 15900-048 |  |  |  | 0 |  | 1
609765 | CS | Bottle, Amber, Boston Round, Pcoat, Tef cs24 4oz | Bottle | Safety Coated Glass, Amber Boston Rounds, With Teflon PTFE Lined Caps Attached, Convenience Pack. Capacity: 4 oz (120 ml). Neck size(mm-GPI Thread): 22-400. 24 per Case Unit of Issue: CS | 4 oz | N/A | Qorpak | 16152-306 |  |  |  | 0 |  | 2
610788 | CS | Bottle, Amber, Wide Mouth, TraceClean* 250ml | Bottle | Flint glass jars with solid-top, Quality Assured. Cap size: 45-400 | 250mL | Glass | VWR | 15900-278 |  |  |  | 0 |  | 4
612716 | CS | Bottle, Boston Round w/Caps, Amber, QA 500mL | Bottle | Recommended for UV-light sensitive samples. Amber bottles are for use in semivolatiles, pesticides, PCBs & metal analyses. Quality Assured. Type III glass w/Teflon resin-lined caps. 12 per CS | 500mL | N/A | VWR | 15900-232 |  |  |  | 0 |  | 1
611117 | CS | Bottle, Boston Round with Cap, 16 oz, 12 per Case | Bottle | I-CHEM Certified 300 Series, Convenient, sturdy bottles for general sampling and use. Amber glass bottles are designed for light-sensitive samples. | 500mL | Amber Glass | I-Chem Research | IR349-0500 |  |  |  | 0 |  | 5
611116 | CS | Bottle, Boston Round with Cap, 4 oz, 12 per Case | Bottle | I-CHEM Certified 300 Series, Convenient, sturdy bottles for general sampling and use. Amber glass bottles are designed for light-sensitive samples. | 125mL | Amber Glass | I-Chem Research | IR349-0125 |  |  |  | 0 |  | 7
350270 | EA | Bottle, Carboy w/Spigot & Handles Low-Density Poly | Bottle | Carboy with Spigot and Handle, LDPE, w/Spig 20l Unit of Issue: EA | 20L | Polyethylene | Nalge | 16334-220 |  |  |  | 0 |  | 2
602370 | EA | Bottle, Carboy w/Spigot & Handles Low-Density Poly | Bottle | Carboy with Spigot and Handle, Low Density Polyethylene, with Spigot, Size: 4 liter, Cap Size: 38-430, Nalge #2318-0010. Unit of Issue: EA | 4L | Polyethylene | Nalge | 16334-184 |  |  |  | 0 |  | 2
350269 | EA | Bottle, Carboy w/Spigot & Handles, Low-DensityPoly | Bottle | Carboy with Spigot and Handle, LDPE, w/Spig 10l Unit of Issue: EA | 10L | Polyethylene | Nalge | 16334-209 |  |  |  | 0 |  | 5
602557 | PK | Bottle, Centrifuge with Screw Cap | Bottle | These PPCO bottles are translucent and have excellent chemical resistance. Screw closure is autoclavable, 250 ml volume, Nalge #3120-0250, 4 per PK, Unit of Issue: Package | 250 ml | Polypropylene Copolymer | Nalge | 21020-028 |  |  |  | 0 |  | 1
612588 | CS | Bottle, Dropping Pipet w/Bulb only. 60mL | Pipet Accessories | Pyrex brand, Dropping: Bulb and Pipet (std. taper), Stopper. Manufactured from 7799 glass. For use where preventing contamination by solubility or pH change is important. 1 per Case. Unit of Issue: CS | 60mL | Glass | Corning | 16359-041 |  |  |  | 0 |  | 1
325401 | EA | Bottle, Dropping, Clear Glass, 30 ml, w/ pipet | Bottle | Bottle, Dropping, Clear Glass, Size: 30ml (w/pipet), (260086-6). Unit of Issue: EA | 30ml | Glass | Wheaton Glass | 16171-425 |  |  |  | 0 |  | 6
325412 | CS | Bottle, Glass, w/ Poly Snap Cap, 2 dram | Bottle | Bottle, Glass, Size: 2 dram (w/poly snap cap), (260104-8), 144 per case. Unit of Issue: CS | 2dram | Glass | Wheaton | 66015-020 |  |  |  | 0 |  | 4
325413 | CS | Bottle, Glass, w/ Poly Snap Cap, 4 dram | Bottle | Bottle, Glass, Size: 4 dram (w/poly snap cap), (260106-4), 144 per case. Unit of Issue: CS | 4dram | Glass | Wheaton | 66015-064 |  |  |  | 0 |  | 1
325414 | CS | Bottle, Glass, w/ Poly Snap Cap, 8 dram | Bottle | Bottle, Glass, Size: 8 dram (w/poly snap cap), (260108-0), 144 per case. Unit of Issue: CS | 8dram | Glass | Wheaton | 66015-100 |  |  |  | 0 |  | 1
350265 | CS | Bottle, Glass, Wide Mouth, 120ml (4oz), 24/cs | Bottle | Bottle, Glass, Wide Mouth, Size: 120ml (4oz), with pulp/vinyl-lined black phenolic caps, (Qorpak 7767), (260116-1), 24 per case. Unit of Issue: CS | 4oz | N/A | Qorpak | 16193-752 |  |  |  | 0 |  | 2
394593 | CS | Bottle, Glass, Wide Mouth, 2 oz | Bottle | Bottle, Glass,Wide Mouth,Straight-Sided,(Qorpak 7740),w/vinyl-lined cap,2oz,24 p/cs.Unit of Issue:CS | N/A | N/A | Qorpak | 16195-044 |  |  |  | 0 |  | 5
350266 | CS | Bottle, Glass, Wide Mouth, 240ml (8oz), 24/cs | Bottle | Bottle, Glass, Wide Mouth, Size: 240ml (8oz), with pulp/vinyl-lined black phenolic caps, (Qorpak 7768), (260118-8), 24 per case. Unit of Issue: CS | 8oz | N/A | Qorpak | 16193-785 |  |  |  | 0 |  | 3
394594 | CS | Bottle, Glass, Wide Mouth, 4 oz | Bottle | Bottle, Glass,Wide Mouth,Straight-Sided,(Qorpak 7743),w/vinyl-lined cap,4oz,24 p/cs.Unit of Issue:CS | N/A | N/A | Qorpak | 16195-066 |  |  |  | 0 |  | 1
394596 | CS | Bottle, Glass, Wide Mouth, w/Teflon cap, 2 oz | Bottle | Bottle, Glass,Wide Mouth,Straight-Sided,(Qorpak 7940),w/Teflon-lined cap,2oz,24 p/cs.Unit of Issue:CS | N/A | N/A | Qorpak | 16195-328 |  |  |  | 0 |  | 2
341645 | PK | Bottle, hdpe,dot,pk-12 | Bottle | Fluorinated High-Density Polyethylene, Narrow Mouth, NALGENE* 12 per PK Unit of Issue: PK | 250ml | High Density Polyethylene | Nalge | 16129-700 |  |  |  | 0 |  | 1
466992 | CS | Bottle, Media, Graduated, 500ml | Bottle | Bottle, Media, Graduated, Pyrex, Size: 500ml, 10 per case. Unit of Issue: CS | N/A | N/A | Corning | 16157-169 |  |  |  | 0 |  | 2
350095 | EA | Bottle, Narrow Mouth, Hdpe, Dot-2e 1gl | Bottle | Bottle, Narrow Mouth, Hdpe, Dot-2e 1gl Unit of Issue: EA | 1gl | N/A | Nalge | 16057-170 |  |  |  | 0 |  | 134
350091 | PK | Bottle, Narrow Mouth, Hdpe, Dot-2e, Pk12 125ml | Bottle | Bottle, Narrow Mouth, Hdpe, Dot-2e, Pk12 125ml Unit of Issue: PK | 125ml | N/A | Nalge | 16057-164 |  |  |  | 0 |  | 4
350092 | PK | Bottle, Narrow Mouth, Hdpe, Dot-2e, Pk12 250ml | Bottle | Bottle, Narrow Mouth, Hdpe, Dot-2e, Pk12 250ml Unit of Issue: PK | 250ml | N/A | Nalge | 16057-166 |  |  |  | 0 |  | 2
350093 | PK | Bottle, Narrow Mouth, Hdpe, Dot-2e, Pk12 500ml | Bottle | Bottle, Narrow Mouth, Hdpe, Dot-2e, Pk12 500ml Unit of Issue: PK | 500ml | N/A | Nalge | 16057-168 |  |  |  | 0 |  | 6
350094 | PK | Bottle, Narrow Mouth, Hdpe, Dot-2e, Pk6 32oz | Bottle | Bottle, Narrow Mouth, Hdpe, Dot-2e, Pk6 32oz Unit of Issue: PK | 32oz | N/A | Nalge | 16057-169 |  |  |  | 0 |  | 18
342392 | PK | Bottle, Narrow Mouth, Polyethylene, 1000ml (32 oz) | Bottle | Bottle, Narrow Mouth, Polyethylene/Hdpe, Nalge 2002-0032, (JPL# 260136-6), Sz: 1000ml (32oz),>>> 6 per pack. Unit of Issue: PK | 1000ml | N/A | Nalge | 16057-142 |  |  |  | 0 |  | 6
342389 | PK | Bottle, Narrow Mouth, Polyethylene, 125ml (4oz) | Bottle | Bottle, Narrow Mouth, Polyethylene/Hdpe, Nalge 2002-0004, (JPL #260126-9), Size: 125ml (4oz),>>> 12 per pack. Unit of Issue: PK | 125ml | N/A | Nalge | 16057-062 |  |  |  | 0 |  | 4
325416 | EA | Bottle, Polyethylene, 1 gal | Bottle | Bottle, Polyethylene, 1 GL (4L), w/38-430 cap,Nalge #2202-0010,(260134-0), 6 per cs.Unit of Issue: EA | 1gal | Polyethylene | Nalge | 16058-189 |  |  |  | 0 |  | 173
325422 | EA | Bottle, Polyethylene, 2L (2 qt) | Bottle | Bottle, Polyethylene, Narrow Mouth, Size: 2L (2 qt), Nalge 2202-0005, (260132-3). Unit of Issue: EA | 2 liter | Polyethylene | Nalge | 16058-167 |  |  |  | 0 |  | 108
325425 | PK | Bottle, Polyethylene, Wash, 500 ml | Bottle | Bottle, Wash, Polyethylene, Size: 500ml, (260137-4), 4 per pack. Unit of Issue: PK | 500ml | Polyethylene | VWR | 16651-595 |  |  |  | 0 |  | 6
350099 | CS | Bottle, Rd Amber cs-24 2oz | Bottle | Bottle, Rd Amber cs-24 2oz Unit of Issue: CS | 2oz | N/A | Qorpak | 16153-102 |  |  |  | 0 |  | 1
350248 | CS | Bottle, Rd, W/Polyseal cs24 4oz | Bottle | Bottle, Rd, W/Polyseal cs24 4oz Unit of Issue: CS | 4oz | N/A | Qorpak | 16151-719 |  |  |  | 0 |  | 1
351058 | CS | Bottle, Round Amber w/Teflon Closure Cs-12 32 Oz | Bottle | Bottle Amb W/Teflon Closure Cs-12 32 Oz Unit of Issue: CS | 32 oz | N/A | I-Chem Research | IR249-1000 |  |  |  | 0 |  | 2
350273 | EA | Bottle, Sprayer 22oz | Bottle | Trigger grip spray bottle, 22oz Unit of Issue: EA | 22oz | Plastic | Qorpak | 16344-509 |  |  |  | 0 |  | 2
610799 | CS | Bottle, Wash Bottle, Teflon FEP 250 mL 4 per Case |  | Wash, Teflon FEP, Fluoropolymers, (Autoclavable), Narrow Mouth, (Nalge 2403-0250), Size: 250ml (8 oz), (Nalge # 2403-0250) Packaged individually. 4 per Case. Unit of Issue: CS | 250mL | Fluoropolymers | Nalge | 16651-824 |  |  |  | 0 |  | 11
341659 | EA | Bottle, Wash Bottle, Teflon FEP, 250ml | Bottle | Wah Bottle, Teflon FEP, Fluoropolymers, (Autoclavable), Narrow Mouth, (Nalge 2403-0250), Size: 250ml (8 oz), Packaged individually. Unit of Issue: EA | 250ml | Fluoropolymers | Nalge | 16651-824 |  |  |  | 0 |  | 13
495062 | PK | Bottle, Wash, Polyethylene, Yellow Cap,500ml, 6pk | Bottle | Bottle, Wash, Polyethylene, Yellow Cap, Wide Mouth, Size: 500ml, 6 per Pack, Unit of Issue: PK | N/A | N/A | VWR | 16650-253 |  |  |  | 0 |  | 1
357567 | PK | Bottle, Wash, "Right-To-Know", (Acetone), 500ml | Bottle | Bottle, Safety Wash, Polyethylene, (Acetone), Nalge 2425-0501, Sz: 500ml, 6 per pk. Unit of Issue: PK | 500ml | Polyethylene | Nalge | 16651-965 |  |  |  | 0 |  | 2
581152 | PK | Bottle, Wash, "Right-To-Know", (Assortment), 500ml | Bottle | Bottle, Safety Wash, Polyethylene, Low Density (except Acetone), Hazard and Reference Information Marked On Each Bottle, Assortment of 5 (Acetone, Ethyl Alcohol, Methanol, Isopropanol, Distilled Water), Nalge 2425-0500, 500ml,5 per pack.Unit of Issue: PK |  | N/A | Nalge | 16651-991 |  |  |  | 0 |  | 5
580278 | PK | Bottle, Wash, "Right-To-Know", (Isopropanol),500ml | Bottle | Bottle, Safety Wash, Polyethylene, (Isopropanol),Nalge 2425-0504,Sz: 500ml, 6 p/pk. Unit of Issue: PK | N/A | N/A | Nalge | 16651-980 |  |  |  | 0 |  | 2
496624 | PK | Bottle, Wash, "Right-To-Know", (Methanol), 500ml | Bottle | Bottle, Safety Wash, Polyethylene, (Methanol), Nalge 2425-0503, Sz: 500ml, 6 p/pk. Unit of Issue: PK | N/A | N/A | Nalge | 16651-975 |  |  |  | 0 |  | 3
357568 | PK | Bottle, Wash, "Right-To-Know", Ethyl Alcohol,500ml | Bottle | Bottle, Safety Wash, Polyethyl, (Ethyl Alcohol), Nalge 2425-0502, Sz: 500ml, 6 p/pk. Unit of Issue: PK | 500ml | Polyethylene | Nalge | 16651-970 |  |  |  | 0 |  | 3
503308 | PK | Bottle, Wash, Acetone, Venting, 5pk, 500ml | Bottle | Wash Bottle, Acetone, Solvent Venting, 5 per Pack, Size: 500ml. Unit of Issue: PK | N/A | N/A | VWR | 16650-808 |  |  |  | 0 |  | 4
497276 | EA | Bottle, Wash, Adjustable Spray, No Contam., 1000ml | Bottle | Bottle, Wash, Adjustable Spray, No Contamination, Size: 1000ml, Unit of issue: EA | N/A | N/A | VWR | 16650-049 |  |  |  | 0 |  | 3
341653 | PK | Bottle, Wash, Labeled - Isopropyl, 500ml (6pk) | Bottle | Bottle, Wash, Labeled - Isopropyl, Size: 500ml, 6 per pack. Unit of Issue: PK | 500 ml | N/A | Bel-Art Products | 74900-008 |  |  |  | 0 |  | 2
350275 | PK | Bottle, Wash, Polyethylene, (Isopropanol), 500ml | Bottle | Bottle, Wash, Low-Density Polyethylene, (Isopropanol),Size:500ml (16oz), 6 per pack. Unit of Issue:PK | 500ml | Polyethylene | Bel-Art Products | 16649-935 |  |  |  | 0 |  | 8
350274 | PK | Bottle, Wash, Polyethylene, (Acetone), 500ml | Bottle | Bottle, Wash, Low-Density Polyethylene, (Acetone), Size: 500ml (16oz), 6 per pack. Unit of Issue: PK | 500ml | Polyethylene | Bel-Art Products | 16649-900 |  |  |  | 0 |  | 9
602371 | PK | Bottle, Wash, Polyethylene, (Deionizd Water),500ml | Bottle | Bottle, Wash, Low-Density Polyethylene, (Deionized Water), Size: 500ml (16oz), 6 per pack. Unit of Issue: PK | N/A | N/A | Bel-Art Products | 16649-911 |  |  |  | 0 |  | 4
539698 | PK | Bottle, Wash, Polyethylene, (Ethanol), 500ml | Bottle | Bottle, Wash, Polyethylene, (Ethanol), Size: 500ml (16 ounce), 6 per pack. Unit of Issue: PK | N/A | N/A | Bel-Art Products | 16649-920 |  |  |  | 0 |  | 10
602067 | CS | Bottle, Wash, Polyethylene, (Freon), 500ml | Bottle | Bottle, Wash, (FREON), Polyethylene, Wide Mouth, Size: 500ml (16oz), 12 per case. Unit of Issue:CS | N/A | N/A | Bel-Art Products | 70690-282 |  |  |  | 0 |  | 3
602539 | PK | Bottle, Wash, Polyethylene, (Universal), 500ml | Bottle | Bottle, Wash, Polyethylene, (Universal), Size: 500ml (16oz), 6 per pack. Unit of Issue: PK | N/A | N/A | Bel-Art Products | 16649-922 |  |  |  | 0 |  | 3
341658 | PK | Bottle, Wash, Polyethylene, (Variety Pack), 500ml | Bottle | Bottle, Safety Wash, Low-Density Polyethylene, Variety Pack (Includes 1 each for: Acetone, Ethanol, Isoprpanol, Methanol, Toluene, Water), Size: 500ml (16oz), Pack = 6 Each. Unit of Issue: PK | 500 ml | Polyethylene | Bel-Art Products | 16649-970 |  |  |  | 0 |  | 1
539697 | PK | Bottle, Wash, Polyethylene, (Water), 500ml | Bottle | Bottle, Wash, Low-Density Polyethylene, (Water), Size: 500ml (16oz), 6 per pack. Unit of Issue: PK | N/A | N/A | Bel-Art Products | 16649-966 |  |  |  | 0 |  | 2
350278 | PK | Bottle, Wash, Polyethylene, 1000ml | Bottle | Bottle, Wash, Low-Density Polyethylene, Size: 1000ml (32 oz), 4 per pack. Unit of Issue: PK | 1000ml | Polyethylene | Nalge | 16651-223 |  |  |  | 0 |  | 1
341656 | PK | Bottle, Wash, Polyethylene, 500ml | Bottle | Bottle, Wash, Low-Density Polyethylene, Size: 500ml (16 oz), 6 per pack. Unit of Issue: PK | 500 ml | Polyethylene | Nalge | 16651-187 |  |  |  | 0 |  | 1
495063 | PK | Bottle, Wash, Polyethylene, Blue Cap, 500ml, 6pk | Bottle | Bottle, Wash, Polyethylene, Low-Density, Wide Mouth, Size: 500ml, 6 per Pack, Unit of Issue: PK | N/A | N/A | VWR | 16650-264 |  |  |  | 0 |  | 1
496611 | PK | Bottle, Wash, Polyethylene, Green Cap, 500ml, 6pk | Bottle | Bottle, Wash, Polyethylene, Wide Mouth, Green Cap, 6 per Pack, Size: 500ml. Unit of Issue: PK | N/A | N/A | VWR | 16650-275 |  |  |  | 0 |  | 1
497275 | PK | Bottle, Wash, Polyethylene, Red Cap, 500ml, 6pk | Bottle | Bottle, Wash, Polyethylene, Red Cap, 6 per Pack, Size: 500ml, Unit of Issue: PK | N/A | N/A | VWR | 16650-242 |  |  |  | 0 |  | 1
611030 | CS | Bottle, Wash, Teflon FEP, Fluoropolymers, 4/CS | Bottle | Wash Bottle,Teflon FEP, Fluoropolymers, Narrow Mouth, (Nalge 2403-0500), Size: 500ml (8 oz), 4 per case. Unit of Issue: CASE | 500mL | Teflon | Nalge | 16651-846 |  |  |  | 0 |  | 5
555843 | EA | Bottle, Wash, Teflon FEP, Fluoropolymers, 500ml | Bottle | Bottle, Wash, Teflon FEP, Fluoropolymers, Narrow Mouth, (Nalge 2403-0500), Size: 500ml (8 oz), 4 per case. Unit of Issue: EA | 500ml | Teflon | Nalge | 16651-846 |  |  |  | 0 |  | 11
341651 | CS | Bottle, Wide Mouth, Glass, 60ml ( 2oz) | Bottle | Bottle, Wide Mouth, Glass, 60ml (2 ounce), Qorpak #7782, 48 per case. Unit of Issue: CS | 2 oz | Glass | Qorpak | 16194-020 |  |  |  | 0 |  | 1
610199 | PK | Bottle, Wide Mouth, Round Polypropylene 500mL | Bottle | Handy, unbreakable, suitable for chemicals. Cap has polyvinyl liner. Packed in polyethylene bags. Autoclavable. Size: 500mL (16 oz) 12 per PK | 500mL | Polypropylene | VWR | 16196-080 |  |  |  | 0 |  | 3
351060 | CS | Bottles, HDPE, w/Closures Cs12 32 Oz | Bottle | Bottles, Hdpe, W/Closures 12 per CS, 32 Oz Unit of Issue: CS | 32 oz | N/A | I-Chem Research | IR313-1000 |  |  |  | 0 |  | 0
341728 | PK | Box, Disposal (for broken glass), 12"x12"x27" | Safety Supplies | Box, Disposal (for broken glass), floor type, lined, Size: 12"x12"x27", 6 per pack. Unit of Issue: PK | 12"x12"x27" | Cardboard | Bel-Art Products | 56617-801 |  |  |  | 0 |  | 2
350780 | PK | Box, Fiberboard 3in Pk-12 | Storage | Box, Fiberboard 3in Pk-12 Unit of Issue: PK | 3in | N/A | Revco/Lindberg | 55705-480 |  |  |  | 0 |  | 3
609328 | PK | Box, Plastic Utility, Styrene-A, NALGENE* 500mL | Storage | Multi-purpose lab storage boxes of clear Styrene-A. Tight-fitting, snap-on lids of white, low-density polyethylene. For freezer storage and short term storage of non-volatile liquids. Not leakproof. Rounded corners for easy cleaning. 2 per PK | 7.5 x 6 x 1.5" | Styrene-Acrylonitrile | Nalge | 36212-204 |  |  |  | 0 |  | 1
608026 | PK | Box, Plastic Utility, Styrene-A, NALGENE* 1000mL | Storage | Multi-purpose laboratory storage boxes of clear Styrene-A. Tight-fitting, snap-on lids of white, low-density polyethylene. For freezer storage and short term storage of non-volatile liquids. Not leakproof. Rounded corners for easy cleaning. 2 per PK | 5 x 2.9 x 6.9" | Styrene-Acrylonitrile | Nalgene | 36212-281 |  |  |  | 0 |  | 6
609326 | PK | Box, Plastic Utility, Styrene-A, NALGENE* 125mL | Storage | Multi-purpose lab storage boxes of clear Styrene-A. Tight-fitting, snap-on lids of white, low-density polyethylene. For freezer storage and short term storage of non-volatile liquids. Not leakproof. Rounded corners for easy cleaning. 4 per PK | 3 x 2.5 x 2.4" | Styrene-Acrylonitrile | Nalgene | 36212-088 |  |  |  | 0 |  | 1
609322 | PK | Box, Plastic Utility, Styrene-A, NALGENE* 2000mL | Storage | Multi-purpose lab storage boxes of clear Styrene-A. Tight-fitting, snap-on lids of white, low-density polyethylene. For freezer storage and short term storage of non-volatile liquids. Not leakproof. Rounded corners for easy cleaning. 1 per PK | 7.5 x 6 x 3.7" | Styrene-Acrylonitrile | Nalge | 36212-361 |  |  |  | 0 |  | 18
609327 | PK | Box, Plastic Utility, Styrene-A, NALGENE* 325mL | Storage | Multi-purpose lab storage boxes of clear Styrene-A. Tight-fitting, snap-on lids of white, low-density polyethylene. For freezer storage and short term storage of non-volatile liquids. Not leakproof. Rounded corners for easy cleaning. 4 per PK | 5 x 3 x 2.3" | Styrene-Acrylonitrile | Nalge | 36212-168 |  |  |  | 0 |  | 1
612868 | CS | Boxes, Plastic, Utility, Styrene-A, Case of 6. | Storage | 3 x 2.5 x 2.4", 125mL Capacity. Multi-purpose laboratory storage boxes of clear styrene,acrylonitrile. Tight-fitting, snap-on lids of white low density polyethelyne. Ok for freezer and short-term storage of non-volatile liquids. Stackable, not leakproof. | N/A | N/A | Nalgene | 36212-088 |  |  |  | 0 |  | 1
602526 | PK | Brush, Camel Hair | Brushes | Brush, Camel Hair, Size: 18cm (7") long, 12 per PK Unit of Issue: PK | 1/2"w x 7"L | N/A | VWR | 17216-026 |  |  |  | 0 |  | 13
351138 | EA | Brush, Counter Duster | Brushes | Brush, Counter Duster, Brush Head Size: 20.3cm L x 6.4cm D (8' x 2.5"), Overall Length: 33cm (13"). Unit of Issue: EA | 13"L | N/A | Modern Brush & Mop | 17250-002 |  |  |  | 0 |  | 6
350290 | PK | Brush, Cylinder & Bottle, Radial End | Brushes | Brush, Cylinder Pk-6 20in Unit of Issue: PK | 20"L | N/A | Modern Brush & Mop | 17066-080 |  |  |  | 0 |  | 1
350297 | PK | Brush, Flask & Bottle, Pk5, VWR, 1000ml | Brushes | Brush, Vol Flask, Pk5, VWR, 1000ml Unit of Issue: PK | N/A | N/A | Justman A. W. Brush Co | 17145-063 |  |  |  | 0 |  | 1
350286 | PK | Brush, Micro Centrifuge, Tufted End | Brushes | Brush, Semi-Micro Pk-10 Unit of Issue: PK | N/A | N/A | Modern Brush & Mop | 17030-006 |  |  |  | 0 |  | 1
350605 | EA | Bucket, Insulated Ice, Nicer, Black | Container | Insulated Bucket maintains hot or cold temperatures of bottles, test tubes, solutions and cultures. Nicer, Black 1gl Unit of Issue: EA | 1gl | N/A | Magic Touch Icewares, Intl | 35751-204 |  |  |  | 0 |  | 1
350606 | EA | Bucket, Insulated Ice, Nicer, Green | Container | Insulated Bucket maintains hot or cold temperatures of bottles, test tubes, solutions and cultures. Nicer, Green 1gl Unit of Issue: EA | 1gl | N/A | Magic Touch Icewares, Intl | 35751-206 |  |  |  | 0 |  | 1
350790 | PK | Bulb Rubber Pk-12 2ml | Pipet Accessories | Bulb Rubber Pk-12 2ml Unit of Issue: PK | 2ml | N/A | Walter Stern Inc | 56311-049 |  |  |  | 0 |  | 3
600853 | PK | Bulb, Latex, Thin walled, 2ml | Pipet Accessories | Bulb, Latex, Thin walled, Bore size: 6mm (1/4" i.d.), Capacity: 2ml, Length: 57mm (2-1/4"), 12 per pack. Unit of Issue: PK | N/A | N/A | VWR | 56311-062 |  |  |  | 0 |  | 1
606910 | PK | Bulb, Rubber | Pipet Accessories | These flexible, latex bulbs are thin walled and ideal for small pipets. They have a bore size of 6mm (1/4" I.D.) 12 per PK | 1-3/4" L | Latex | VWR | 56311-060 |  |  |  | 0 |  | 4
611320 | EA | Bulbguard for Glass pH Electrode, 5 per PK | Electrodes | Bulbguard for Glass pH electrode, pack of 5. | N/A | N/A | Thermo Orion | 34104-560 |  |  |  | 0 |  | 1
601925 | EA | Cabinet, Flammable Liquids Safety Storage 12 gal | Cabinets | Cabinet, Safety Storage, Bench Top, Self-Closing, Capacity: 12 gallons, Eagle #1924, 1 Door and 1 Shelf. Unit of Issue: EA | 23 x 18 x 35" | N/A | Eagle | 56610-390 |  |  |  | 0 |  | 5
601734 | EA | Cabinet, Flammable Liquids Safety Storage 4 gal | Cabinets | Cabinet, Safety Storage, Bench Top, Capacity: 4 gallons, Eagle #1903, 1 Self-Closing Door and 1 Shelf. Unit of Issue: EA | 17-1/2x18x22" | N/A | Eagle | 56610-245 |  |  |  | 0 |  | 1
612884 | EA | Cabinet,23 Drawer, Plastic,18 1/4 x 8 5/8 x 6 3/8" | Cabinets | Strong plastic cabinets organize and protect components. Cabinets stack securely; can be wall-mounted with keyhole slots. Variety of drawer configurations. Transparent, dividable drawers, finger-grip drawer pulls. Rear tabs prevent contents from spilling. | N/A | N/A | Akro-Mils | 18700-132 |  |  |  | 0 |  | 1
461033 | EA | Caliper Metric Dial, Plastic | Calipers | Caliper, Metric Dial, Plastic, Unit of Issue: EA | N/A | N/A | Scienceware | 13196-070 |  |  |  | 0 |  | 1
610477 | EA | Can, Oily Waster Container | Container | Waste container can for oily waste, countertop model, 2 gallon. | 2 gal | N/A | VWR | 56609-759 |  |  |  | 0 |  | 1
325436 | EA | Can, Safety, Type 1 | Container | Can, Safety, Size: 1 gallon, (260226-5). Unit of Issue: EA | 1gal | N/A | Eagle | 56609-506 |  |  |  | 0 |  | 1
325440 | EA | Can, Waste Disposal, 5 gal | Container | Can, Waste Disposal, Size: 5 gallon, (260232-0). Unit of Issue: EA | 5gal | N/A | Protectoseal | 56609-014 |  |  |  | 0 |  | 5
496645 | CS | Cap, Disposable Test Tube Closures 1000 per Cs | Caps | Caps serve as a closure for KIM-RAK* culture tube systems (see 60825-731 series) or other culture tubes of comparable sizes. Autoclavable. Color: Natural 1000 per Case, Unit of Issue: Case | 18mm | Polypropylene | Kim-Kap | 60825-801 |  |  |  | 0 |  | 1
341665 | PK | Cap, Green Thermoset Screw, Teflon Liner | Caps | Cap, Teflon Lined, Size: 24-400, (Qorpak #5205-100), 100 per pack. Unit of Issue: PK | 24-400 | Teflon | Qorpak | 16161-213 |  |  |  | 0 |  | 7
601431 | CS | Cap, Phenolic Screw Cap, Teflon/Rubber Lined | Caps | Black Phenolic Screw Cap, Teflon/Rubber-lined, GPI Thread: 18-415, 192 per Case. Unit of Issue: CS | 18-415 | N/A | Corning | 60827-229 |  |  |  | 0 |  | 0
612315 | CS | Cap,Val-U-Cap, Nonwoven, Large 24", White | Apparel | Cap,Val-U-Cap, Nonwoven, Large 24", White, Bulk, 250 per case. Unit of Issue: CS | 24" | nonwoven | AQL | CV9303 |  |  |  | 0 |  | 2
350136 | CS | Caps, Kleenguard Bouffant Caps Cs-300 24in Lrg | Apparel | Caps, Kleenguard. Made of lightweight, breathable, spunbond polypropylene. Roomy styling provides nonbinding fit. Color: white. Large. 300 per Case (24in Lrg) Unit of Issue: CS | 24in | N/A | Kimberly Clark | 10815-929 |  |  |  | 0 |  | 1
350121 | EA | Carrier, Solvent Bottles | Safety Supplies | Solvent Bottle Carriers Mod Top VWR 4l Unit of Issue: EA | 1 gl capacity | N/A | Bel-Art Products | 56608-900 |  |  |  | 0 |  | 2
447363 | EA | Cart, Utility 2-Shelves Gray | Cart | Cart, Utility 2-Shelves Gray | N/A | N/A | VWR | 19757-253 |  |  |  | 0 |  | 0
350307 | EA | Cart, Utility Heavy Duty DuraMold* | Cart | Cart Utility 16x30in Unit of Issue: EA | 16x30in | N/A | Rubbermaid Commercial | 19758-154 |  |  |  | 0 |  | 1
350306 | EA | Cart, Utility Lt Duty 15.5x24 | Cart | Cart, Utility Lt Duty 15.5x24 Unit of Issue: EA | 15.5x24 | Stainless Steel | Gillis Associated | 19758-041 |  |  |  | 0 |  | 1
604258 | EA | Cart, Utility Stainless Steel, 3-Shelf | Cart | For lightweight equipment or use as a portable table. Top 2 shelves are rimmed, bottom shelf is flat for bulky items. Vinyl spot bumpers protect doorways & equip. Swivel casters, Shelf clearance: 13-1/8" Capacity: 400 lbs. | 22-3/8 x 39 x 3 | N/A | Lakeside | 19758-045 |  |  |  | 0 |  | 0
539704 | EA | Cartridge Kit, Organic Free, | Filter | Cartridge Kit, Organic Free, (Barnstead #D50254). Unit of Issue: EA | N/A | N/A | Barnstead | 26302-648 |  |  |  | 0 |  | 1
460998 | PK | Cell, Spectrophotometer, Spectrosil B/W Pk-2 10MM | Spectrophotometer Accessories | Spectrosil* Spectrophotometer Cell, SEM-MIC B/W Pk-2 Size: 10MM Unit of Issue: Pack | N/A | N/A | VWR | 58016-480 |  |  |  | 0 |  | 1
350836 | CS | Chex-All II, Self-Sealing Pouches Cs-500 3x8in | Sterility | Instant-sealing sterilization pouches Chex-All II Cs-500 3x8in Unit of Issue: CS | 3 x 8in | N/A | Propper Mfg Co | 58753-106 |  |  |  | 0 |  | 1
328232 | EA | Clamp Holder, 90 Degree Clamping, 3/4" (19mm) | Clamp | Clamp Holder, Q-Clamp Design, Regular Holder (for 90 degree clamping). Unit of Issue: EA | N/A | Metal | Troemner | 21572-501 |  |  |  | 0 |  | 1
325444 | EA | Clamp, 3 Prong, Dual Adjustment | Clamp | Clamp, Extension, 3 Prong, Max grip 3-5/8" (JPL 260200-2). Unit of Issue: EA | 3-5/8" | N/A | VWR | 21570-404 |  |  |  | 0 |  | 12
350332 | EA | Clamp, 3-Prong, Dbl Adj - Small, Grip: 1" | Clamp | Clamp, 3-Prong, Double Adjustable, Size: Small, Grip: 1" (25mm). Unit of Issue: EA | small | N/A | Troemner Inc. | 21570-200 |  |  |  | 0 |  | 1
350301 | EA | Clamp, Double Buret Research Grade, Talon | Clamp | Clamp, Double Buret Research Grade, VWR Talon Unit of Issue: EA | N/A | N/A | Troemner Inc. | 17683-258 |  |  |  | 0 |  | 1
328231 | EA | Clamp, Frame Clamp for 1/2" Rod | Clamp | Clamp, Laboratory, Rod Support, Alumalloy, (Lab-Line #70501), (JPL 260196-0), with Allen set screws, for 1/2 inch rod. Unit of Issue: EA | N/A | Metal | Labline Inst | 21574-015 |  |  |  | 0 |  | 9
325445 | EA | Clamp, Hosecock, 3/4" Opening | Clamp | Clamp, Hosecock, 3/4" opening, (JPL 260206-0). Unit of Issue: EA | 2003-03-04 | N/A | VWR | 21716-102 |  |  |  | 0 |  | 5
610249 | CS | Clamp, Standard Taper Assorted Sizes | Clamp | Molded from acetal plastic, the clamps are safe for use to 150°C. Unlike steel wire clamps, they will not scratch glass or bend out of shape. Assorted pack of six of each size. ( [SJ] Joint: 14, 19, 24, 29) | N/A | N/A | Wheaton | 21734-920 |  |  |  | 0 |  | 1
325447 | PK | Clamp, Test Tube, 1" dia x 5" L | Clamp | Clamp, Test Tube, 1" dia x 5" length, (25mm x 127mm)(JPL 260210-3), 10 per pack. Unit of Issue: PK | 1" dia x 5" L |  | VWR | 21770-028 |  |  |  | 0 |  | 1
602565 | EA | Clamp, Thermometer Extension Clamp, Grip size 3/4" | Clamp | Hold thermometers and other glass apparatus firmly with this lightweight, safety-adjust clamp. Holds 6-13mm (¼-½") diameter glass tubing/thermometers up to 178mm (7") from support rod. OAL = 7-4/5" (198 mm), Max Grip size = 3/4" (19 mm) | Grip size: 3/4" |  | VWR | 21573-071 |  |  |  | 0 |  | 3
610158 | PK | Clamp, Worm Drive Clamps | Clamp | Stainless steel band and saddle, corrosion-resistant housing and screw. Will not distort or collapse thin-wall tubing. Min. dia: 11.1mm (7/16") Max dia: 20mm (26/32"), Size: 19mm (1/4") 10 per PK | 19mm | N/A | VWR | 21733-021 |  |  |  | 0 |  | 1
610159 | PK | Clamp, Worm Drive Clamps | Clamp | Stainless steel band and saddle, corrosion-resistant housing and screw. Will not distort or collapse thin-wall tubing. Min. dia: 14.3mm (9/16") Max dia: 27mm (1-1/6"), Size: 25mm (1") 10 per PK | 25mm | N/A | VWR | 21733-043 |  |  |  | 0 |  | 1
610160 | PK | Clamp, Worm Drive Clamps | Clamp | Stainless steel band and saddle, corrosion-resistant housing and screw. Will not distort or collapse thin-wall tubing. Min. dia: 20.6mm (13/16") Max dia: 38mm (1-1/2"), Size: 38mm (1-3/4") 10 per PK | 38mm | N/A | VWR | 21733-065 |  |  |  | 0 |  | 1
612302 | EA | Cleaner, 16Oz Spray, Non-Ionic Streak-Free, Esd Sa | Disinfectants | Cleaner, 16Oz Spray, Non-Ionic Streak-Free, Esd Safe Btl, 10/CS. Unit of Issue: EA | 16oz |  | PSG Limited | 56614-130 |  |  |  | 0 |  | 1
609879 | EA | Cleaner, Chamber Brite Autoclave Cleaner | Cleaning Aids | Tuttnauer Chamber Cleaner | N/A | N/A | VWR | 58619-028 |  |  |  | 0 |  | 2
507447 | EA | Cleaner, Ultrasonic, w/Cover, Model 50D 1.9L | Cleaning Aids | Cleaner, Ultrasonic, w/Cover, w/Digital Timer, Heat, Power, Degas, Model 50D Size: 1.9L, Unit of issue: EA | N/A | N/A | Aquasonic | 21811-824 |  |  |  | 0 |  | 1
362446 | EA | Clock, Wall, Electric, 12" Dial | Timers | Clock, Wall, Electric - for 120V / 60Hz (includes power cord), Size: 12" dia dial. Unit of Issue: EA | 12" | N/A | Seth-Thomas | 62378-204 |  |  |  | 0 |  | 4
350215 | CS | Container, Specimen w/Lid, Sterile, 100 per Case | Container | Container, Specimen, W/Lid, Cs100, 4.5oz Unit of Issue: CS | 4.5oz | Polypropylene | American Precision Plastics | 15704-012 |  |  |  | 0 |  | 1
602566 | CS | Container, Specimen w/Lid, Sterile, 100 per Case | Container | Sterile, individually wrapped polypropylene containers with lids, 237 ml (8 oz), 100 per Case, Unit of Issue: Case | 237 ml (8 oz) | Polypropylene | VWR | 15704-014 |  |  |  | 0 |  | 1
610538 | CS | Cover for Petri Dish (Cover 3160 only) 12 per Case | Dish | 3160 Cover only, 100 x 15, 12 per Case | 100 x 15mm | Glass | Corning | 77777-026 |  |  |  | 0 |  | 1
515972 | OZ | Cover Glass, Microscope Sq #1, 0.13-0.17mm thck | Microscope Accessories | Microscope Cover Glass, Clear, 1 Inch Square, 0.13 to 0.17 Thickness, box equals 1 ounce (10 boxes per case). Unit of Issue: OZ | N/A | N/A | VWR | 48366-045 |  |  |  | 0 |  | 3
603811 | EA | Cover Slips, Quartz, 19 x 19mm | Slides | Ultra-thin (.25mm) ground and polished clear quartz microscope slide cover slip. | N/A | N/A | Chemglass Inc. | 80063-860 |  |  |  | 0 |  | 7
353652 | CS | Coveralls, Tyvek, Disposable, XX-Large 25 per CS | Apparel | Coverall, zipper front, open wrist and ankle, versatile material, strong, lightweight, flexible, low linting, resistant to water. Offers excellent wet and dry protection and provides a superior bacterial barrier. 25 per Case. | XXLarge | N/A | Isolyser White Knight | MW1412-XXL |  |  |  | 0 |  | 1
611634 | EA | Crucible, Cylindrical, Flat Base AI-23 110mL | Crucible | Alfa Aesar Al-23 Crucible, Cylindrical, Flat Base; Height x OD x ID (mm), 75 x 50 x 44; Vol (ml), 110 1 pc | 100mL | N/A | Alfa Aesar | AA32955-KF |  |  |  | 0 |  | 4
341693 | EA | Cryostorage Dewars, Model 4LD 10 day | Storage | Cryostorage dewars 10 day Unit of Issue: EA | N/A | N/A | Taylor Wharton Cryogenics | 55708-568 |  |  |  | 0 |  | 1
350785 | CS | Cryostr Box, 81cell, Std Hgt Cs6 | Storage | Cryostr Box, 81cell, Std Hgt Cs6 Unit of Issue: CS | N/A | N/A | Nunc Inc | 55710-256 |  |  |  | 0 |  | 6
460994 | CS | Cuvet, Disposable Standard CS-500 | Spectrophotometer Accessories | Disposable Cuvettes, Two Optical Windows, Standard, Ploystyrene, Size: 10x10x45 Unit of Issue: Case | 10x10x45mm | Polystyrene | VWR | 58017-825 |  |  |  | 0 |  | 1
350831 | CS | Cuvette, UV Grade Cs-500 1.5ml | Spectrophotometer Accessories | Disposable Cuvettes, Two Optical Windows, UV Grade, Semi-micro. Cs-500 1.5ml Unit of Issue: CS | 1.5ml | Methyl Acrylate | Dynalon Products | 58017-850 |  |  |  | 0 |  | 1
328210 | EA | Cylinder Bench Clamp, model #711 | Clamp | Cylinder Bench Clamp, for mounting cylinders to bench or table top, Model #711. Unit of Issue: EA | N/A | Metal | Troemner | 60142-003 |  |  |  | 0 |  | 13
350368 | EA | Cylinder VWR Polypro 250ml | Cylinder | Cylinder VWR Polypro 250ml Unit of Issue: EA | 250ml | N/A | Nalge Company | 65000-008 |  |  |  | 0 |  | 4
350369 | EA | Cylinder VWR Polypro 500ml | Cylinder | Cylinder VWR Polypro 500ml Unit of Issue: EA | 500ml | N/A | Nalge Company | 65000-010 |  |  |  | 0 |  | 4
325449 | EA | Cylinder, Glass, Graduated, 10 ml | Cylinder | Cylinder, Glass, Graduated, Size: 10ml, Corning #3022-10, (260238-9). Unit of Issue: EA | 10ml | Glass | Corning | 24710-044 |  |  |  | 0 |  | 5
325450 | EA | Cylinder, Glass, Graduated, 100 ml | Cylinder | Cylinder, Glass, Graduated, Size: 100ml, Corning #3022-100, (260244-3). Unit of Issue: EA | 100ml | Glass | Corning | 24710-124 |  |  |  | 0 |  | 1
325452 | EA | Cylinder, Glass, Graduated, 25 ml | Cylinder | Cylinder, Glass, Graduated, Size: 25ml, Corning #3022-25, (260240-5). Unit of Issue: EA | 25ml | Glass | Corning | 24710-066 |  |  |  | 0 |  | 4
325453 | EA | Cylinder, Glass, Graduated, 250 ml | Cylinder | Cylinder, Glass, Graduated, Size: 250ml, Corning #3022-250, (260250-2). Unit of Issue: EA | 250ml | Glass | Corning | 24710-168 |  |  |  | 0 |  | 2
325454 | EA | Cylinder, Glass, Graduated, 50 ml | Cylinder | Cylinder, Glass, Graduated, Size: 50ml, Corning #3024-50, (260242-7). Unit of Issue: EA | 50ml | Glass | Corning | 24709-737 |  |  |  | 0 |  | 6
604219 | CS | Cylinder, Graduated Metric Scale, Red Strip | Cylinder | Red background provides contrast required for easy reading of scales. All sizes except 10 ml have SAFE-GARD* bumpers. 4 per Case | 1000 ml | N/A | Kimax | 24713-188 |  |  |  | 0 |  | 1
325456 | PK | Depressor, Tongue, Wood | Laboratory Supplies | Depressor, Tongue, Wood, Size: 6" x 11/16", (260256-7), 100 per pack. Unit of Issue: PK | N/A | Wood | VWR | 62505-008 |  |  |  | 0 |  | 16
602601 | EA | Desiccant, 100% Indicating, 6-8 mesh | Desiccants | All-purpose, high capacity drying agent. Can be used to dry air, carbon dioxide, natural gas, nonpolar hydrocarbons and organic solvents. Agents are blue when dry and pink when hydrated. Can be reused by heating at 120°C for 1 - 2 hrs. | 500g | silica gel+cobaltous ind. | EM Science | EM-DX0017-1 |  |  |  | 0 |  | 3
341695 | CS | Desiccator, 1 per case, 250mm | Desiccator | Dry-Seal* Vacuum Desiccator, Size: 250mm, 1 per case. Unit of Issue: CS | 250 ml | Glass | Wheaton | 25015-325 |  |  |  | 0 |  | 1
344126 | EA | Desiccator, 250mm | Desiccator | Vacuum Desiccator with Stopcock, Polypropylene, Size: 250mm. ID 246mm; OD 330mm, Overall Height: 262mm Unit of Issue: EA |  |  | Nalge | 24987-004 |  |  |  | 0 |  | 1
453610 | EA | Desiccators, PP & PC White Bottom 9-3/4 IN | Desiccator | Desiccators, Space Saver Vacumn PP & PC White Polycarbonate Bottom Size: 9-3/4 IN | N/A | N/A | VWR | 24988-197 |  |  |  | 0 |  | 2
350339 | EA | Detergent, Alconox, 4 pound | Cleaning Aids | Detergent, Alconox, Size: 4 pound, (260214-1). Unit of Issue: EA | 4lb | N/A | Alconox Inc | 21835-032 |  |  |  | 0 |  | 3
350342 | EA | Detergent, Citranox Acid, 1gl | Cleaning Aids | Detergent, Citranox Acid, 1gl. Unit of Issue: EA | 1gl | N/A | Alconox Inc | 21835-350 |  |  |  | 0 |  | 3
350396 | PK | Dish, Aluminum w/Hdl Pk-100 43mm | Dish | Aluminum Weighing Dish W/Hdl Pk-100 43mm Unit of Issue: PK | 43mm | N/A | Eagle Thermoplastic | 25433-052 |  |  |  | 0 |  | 1
350395 | PK | Dish, Aluminum W/Hdl Pk-100 57mm | Dish | Dish, Aluminum W/Hdl Pk-100 57mm Unit of Issue: PK | 57mm | N/A | Eagle Thermoplastic | 25433-010 |  |  |  | 0 |  | 1
350397 | PK | Dish, Aluminum W/Hndl Pk-100 70mm | Dish | Dish, Aluminum W/Hndl Pk-100 70mm Unit of Issue: PK | 70mm | N/A | Eagle Thermoplastic | 25433-085 |  |  |  | 0 |  | 2
341696 | PK | Dish, Aluminum, Size: 57mm | Dish | Aluminum Weighing Dish (with handle), Crimped, Size: 57mm (ID), (102698-8), 144 per pack. Unit of Issue: PK | 57mm | Aluminum | Eagle Thermoplastic | 25433-008 |  |  |  | 0 |  | 5
341853 | PK | Dish, Aluminum, Smooth Wall | Dish | Aluminum Weighing Dish, Smooth wall, Size: 70mm (ID), (102700-4), 100 per pack. Unit of Issue: PK | 70mm | N/A | Eagle Thermoplastic | 25433-089 |  |  |  | 0 |  | 189
341697 | EA | Dish, Crystallizing Pyrex 70x50 mm | Dish | Dish, cryst. Pyrex 70x50 mm Unit of Issue: EA | 70x50mm | Glass | Corning Glass Works | 25411-027 |  |  |  | 0 |  | 10
341698 | EA | Dish, Crystallizing Pyrex 90x50 mm | Dish | Dish, cryst. Pyrex 90x50 mm Unit of Issue: EA | 90x50 mm | Glass | Corning Glass Works | 25411-060 |  |  |  | 0 |  | 10
341699 | EA | Dish, Crystallizing Pyrex 100x50 mm | Dish | Dish, cryst. Pyrex 100x50 mm Unit of Issue: EA | 100x50mm | Glass | Corning Glass Works | 25411-082 |  |  |  | 0 |  | 10
341700 | EA | Dish, Crystallizing Pyrex 125x65 mm | Dish | Dish, cryst. Pyrex 125x65 mm Unit of Issue: EA | 125x65mm | Glass | Corning Glass Works | 25411-107 |  |  |  | 0 |  | 2
341704 | PK | Dish, Petri pyrex pk12 60x15mm | Dish | Dish, petri pyrex pk12 60x15mm Unit of Issue: PK | 60x15mm | Glass | Corning Glass Works | 25354-025 |  |  |  | 0 |  | 3
341705 | PK | Dish, petri pyrex pk12 150x15mm | Dish | Dish, petri pyrex pk12 150x15mm Unit of Issue: PK | 150x15mm | Glass | Corning Glass Works | 25354-105 |  |  |  | 0 |  | 2
325457 | PK | Dish, Petri, Glass, w/o Grid, 100 x 15 mm | Dish | Dish, Petri, Glass,w/o Grid,Sz:100x15mm,Corning #3160-101,(260266-4),12 per pack.Unit of Issue: PK | 100x15mm | Glass | Corning | 25354-069 |  |  |  | 0 |  | 1
350384 | CS | Dish, Petri, Optlxcs200 100x20mm | Dish | Dish, Petri, Optlxcs200 100x20mm Unit of Issue: CS | 100x20mm | N/A | Becton Dickinson Labware-Falcon | 25373-143 |  |  |  | 0 |  | 1
363543 | PK | Dish, Petri, Plastic, w/o Grid, 100 x 15 mm | Dish | Dish, Petri, Plastic, w/o Grid, Size: 100mm x 15mm, B-D Falcon #1001, (260268-0), 20 per pack, ((for case of 500 quantity of same item - see JIT #325458)). Unit of Issue: PK | 100 x 15mm | Plastic | BD | WLS26028-25 |  |  |  | 0 |  | 6
600883 | PK | Dish, Petri, Polystyrene, Sterile, 50 x 9mm | Dish | Dish, Petri, Polystyrene, Sterile, Plain, accepts 47mm membrane, Gelman #7242, 100 per pack. Unit of Issue: PK | 50 x 9mm | N/A | Gelman Sciences | 25388-606 |  |  |  | 0 |  | 1
602582 | PK | Dish, Petri, Pyrex 150 x 20mm | Dish | Withstand repeated sterilization (wet or dry), Edges are beaded to provide greater mechanical strength, tops are marked in blue, bottoms in white, 12 per PK | 150dia x 20H mm |  | Corning | 25354-127 |  |  |  | 0 |  | 3
350393 | CS | Dish, Petri, Stackable VWR Cs500 100x15mm | Dish | Dish, Petri, Stackable VWR Cs500 100x15mm Unit of Issue: CS | 100x15mm | Polystyrene | American Precision Plastics | 25384-208 |  |  |  | 0 |  | 10
350391 | CS | Dish, Petri, VWR Cs500 100x15mm | Dish | Dish, Petri, VWR Cs500 100x15mm Unit of Issue: CS | 100x15mm | N/A | American Precision Plastics | 25384-070 |  |  |  | 0 |  | 75
325459 | CS | Dish, Pyrex, Oblong, Drying Tray | Dish | Dish, Pyrex, Oblong, Size:11.75"x7.5"x1.75",Corning #3175-7, (260265-6), 4 per cs. Unit of Issue: CS | 11.75x7.5x1.75i | Pyrex | Corning | 62670-010 |  |  |  | 0 |  | 1
325461 | CS | Dish, Pyrex, Square Drying Tray | Dish | Dish, Pyrex, Square, Size: 2 quart, Corning #3175-8, (260269-9), 4 per case. Unit of Issue: CS | 2qt | Pyrex | Corning | 62670-012 |  |  |  | 0 |  | 1
610792 | CS | Dish, Tissue Culture, Sterile 35 x 10mm 500/Case | Dish | Manufactured of optically clear polystyrene. Treated for optimum growth of anchorage dependent cells. Gamma radiation sterilized. Certified nonpyrogenic. 35mm dish, 500 per Case, Unit of Issue: Case | 35Dia x 10mmH | Polystyrene | Corning | 25382-348 |  |  |  | 0 |  | 1
600847 | PK | Dish, Weighing, Hexagonal, 1-1/2" x 1" | Dish | Dish, Weighing, Hexagonal, Polystyrene,Sz: 1-1/2" top i.d. x 1" base i.d.,500 per pk. Unit of Issue: PK | N/A | Polystyrene | Lab Depot | 25433-100 |  |  |  | 0 |  | 1
350398 | PK | Dish, Weighing, Hexagonal, 2 1/2" x 2" | Balances | Dish, Weighing, Hexagonal, Polystyrene,Sz: 2 1/2" top i.d. x 2" base i.d.,500 per pk. Unit of Issue: PK | 2.5in.x2 | N/A | Lab Depot | 25433-102 |  |  |  | 0 |  | 1
350782 | PK | Divider, Box Divider for Freezer, 64cell | Storage | Box Divider holds 64 vials, 14mm Vials Unit of Issue: PK | 14mm | N/A | Revco/Lindberg | 55705-720 |  |  |  | 0 |  | 2
350359 | EA | Drierite, Indicating Absorbent 8-Mesh 1lb | Desiccants | Drierite, Ind 8-Mesh 1lb Unit of Issue: EA | 1lb | N/A | Hammond W. A. Drierite Co | 22891-028 |  |  |  | 0 |  | 2
350360 | EA | Drierite, Indicating Absorbent 8-Mesh 5lb | Desiccants | Drierite, Ind 8-Mesh 5lb Unit of Issue: EA | 5lb | N/A | Hammond W. A. Drierite Co | 22891-040 |  |  |  | 0 |  | 3
608056 | PK | Drop-Dispenser Bottles, Nalgene* | Bottle | With polypropylene dropping closure and spout plug. Dispenses one drop at a time. Captive spout cap won't pop out or leak when bottle is squeezed. Leakproof. 12 per PK | 30ml capacity | Low Density Polyethylene | Nalgene | 16354-421 |  |  |  | 0 |  | 1
350688 | PK | Dropper Pipet, Pk-100 | Pipet | Dropper Pipet, Low-Density Polyethylene. Tube length: 68mm, Capacity: 1.6ml Pk-100 Unit of Issue: PK | 68mm Length | N/A | Nalge Company | 52950-206 |  |  |  | 0 |  | 1
350348 | EA | Dust-Off Plus Xl, with Nozzle, 10oz | Cleaning Aids | Dust-Off Plus Xl (Disposable), Includes Nozzle, Non-Flammable, Size: 10 ounce. Unit of Issue: EA | 10oz | N/A | Falcon Safety Prods | 21899-094 |  |  |  | 0 |  | 243
350347 | EA | Dust-Off Plus, Refill 8oz | Cleaning Aids | Dust-Off Plus, Refill, Size: 8 ounce, Falcon #DPNR, use with replacement valve DP-135000 (JIT #593083). Unit of Issue: EA | 8oz | N/A | Falcon Safety Prods | 21899-092 |  |  |  | 0 |  | 2
534063 | EA | Ear Muff | Safety Supplies | Ear Muff, Black cups. Flexible, padded headband. Protection from low frequency noise. Unit of Issue: EA | N/A | N/A | Viking | 56611-478 |  |  |  | 0 |  | 4
602625 | EA | Ear Muff, Hearing Protection | Safety Supplies | Very high rated muff provides hearing protection. Soft-Seal* ear cushions for comfort and fit. Sculpted headband has molded grips for easy cup adj. Noise reduction rating of 29 dB | Adjustable |  | Tasco | 56610-730 |  |  |  | 0 |  | 10
602627 | BX | Ear Plugs, Foam | Safety Supplies | Plugs are effective against high noise levels (rating of 29dB). Plugs gradually expand and conform to the ear canal for custom-fit seal. Washable. 200 pr. per Box | One-size |  | Aearo | 33001-580 |  |  |  | 0 |  | 10
328472 | PK | Ear Plugs, without Cord | Safety Supplies | Ear Plugs, Foam, Noise reduction rating of 31 dB. (302727-2), 200 per pack. Unit of Issue: PK | N/A | Foam | Moldex/Metric Co. | 56610-663 |  |  |  | 0 |  | 4
592249 | EA | Electrode, Ross Combination Electrode, BNC | Electrodes | Ross Combination pH Electrode, BNC, 12mm dia x 120mm length, BNC connector. Unit of Issue: EA | 12mm x 120mm | N/A | Orion Research Inc | 34107-399 |  |  |  | 0 |  | 1
350595 | EA | Electrode, Ross Sure-Flo Comb. pH Electrode, BNC | Electrodes | ROSS* Sure-Flow* Combination pH Electrode, Epoxy Body, ORION* pH Range: 0 to 14, Temp: 0 to 100C Lead Length: 1m Unit of Issue: EA | N/A | N/A | Millers Forge | 34104-834 |  |  |  | 0 |  | 2
350811 | EA | Eucerin Lotion, 8oz | Handcare | Eucerin Lotion contains pure, unscented water-in-oil emulsions that offer moisturizing relief for dry and sensitive skins. Contain no perfume or free lanolin. 8oz Unit of Issue: EA | 8oz | N/A | Beiersdorf | 56614-456 |  |  |  | 0 |  | 7
603830 | PK | Extraction Thimble, Single Thickness | Extraction Apparatus | Single thickness thimbles made of high grade cotton cellulose. Walls approximately 1 mm thick, Fit most Soxhlet extraction devices, Smooth interior surface. Absolutely seamless. 25 per PK | 33mm IDx80mm L | Cotton Cellulose | Whatman | 27730-128 |  |  |  | 0 |  | 4
610248 | EA | Face Shield, UV-Block Ultra 300 | Safety Supplies | Ultra-300 UV-Block Face Shield | N/A | N/A | VWR | 14220-898 |  |  |  | 0 |  | 1
394632 | EA | Faceshield, Chemical, Oversized, Lexan, Clear | Safety Supplies | Faceshield, Chemical, Oversized, Lexan, Clear, (Elvex FS-18CL), Size: 8" x 15 1/2". Unit of Issue: EA | N/A | N/A | Elvex | 33000-308 |  |  |  | 0 |  | 1
395891 | EA | Faceshield, Headgear, Ratchet Suspension Browguard | Safety Supplies | Faceshield, Headgear, Ratchet Suspension Browguard, (Elvex HG-20), for use with Elvex FS-18CL Faceshield. Unit of Issue: EA | N/A | N/A | Elvex | 33000-320 |  |  |  | 0 |  | 1
612427 | CS | File Folder, Hanging, 25 per cs | Stationary | File Folder, Hanging, (Vericlean #1114-203), 25 per case. Unit of Issue: CS | Letter | N/A | Uvex Winter Optical | 51280-768 |  |  |  | 0 |  | 6
611099 | EA | Filling / Venting Cap, 1/4" Tubing ID | Caps | Polypropylene caps for aseptic liquid transfer of media, biological reagents, pure water and chemicals. Can be used with carboys or bottles that accept 53 mm or 83 mm closures. Provided w/two pieces of tissue culture-grade tubing (1/2"). Autoclavable. | N/A | Polypropylene | Nalgene | 16225-229 |  |  |  | 0 |  | 2
609770 | PK | Filling Solution, pH Electrode, Calomel Electrode | Electrodes | Saturated KCl Solution (for Calomel Electrodes). Electrode filling solutions are provided in a four-pack of 100mL bottles. | N/A | N/A | Beckman Coulter | BK566468 |  |  |  | 0 |  | 1
610284 | PK | Film, Type 53 20 Sheets per PK | Inspection Supplies | Medium contrast sheet film. ISO 800, 30-second development time, no coating needed. Polaroid Type 53 Film, Black and White Professional 4 x 5" Film. 20 Sheets per PK. Unit of Issue: PK | 4 x 5" | N/A | Polaroid Corp | GRPO613254 |  |  |  | 0 |  | 26
611085 | PK | Film, Type 54 Polapan 100, 20 Sheets per PK | Inspection Supplies | Professional Type 54 Film. 100 ISO, black/white. 30second development time. 10x12.7cm prints. 20 sheets per pack. | 10 x 12.7cm | N/A | Polaroid Corp | GRPO613271 |  |  |  | 0 |  | 42
351046 | PK | Film, Type 57, Total: 20 Sheets per PK | Inspection Supplies | Film, Type 57, 20 Sheets per pack. Unit of Issue: PK | 20 Sheets per P | N/A | Polaroid Corp | GRPO600758 |  |  |  | 0 |  | 3
610754 | EA | Film, Type 667, Universal TwinPack | Inspection Supplies | NULL | N/A | N/A | Polaroid Corp | GRPO636508 |  |  |  | 0 |  | 8
612014 | PK | Filter Paper, Grade No. 5 100 per PK | Filter | Whatman* Grade No. 5 Filter Paper. Diameter: 5.5cm; Porosity: Fine; Flow Rate: Slow; Particle Retention: 2.5µm | 5.5cm | N/A | Whatman Lab Products | 28462-025 |  |  |  | 0 |  | 2
601864 | CS | Filter Storage Systems, 0.22um, 500ml, 12 pr/cs | Filter | Filter, (Vacuum) Storage Systems, Sterile, Capacity: 500ml, Filter Diameter: 70mm, Pore Size: 0.22um, Corning #431097, 12 per case. Unit of Issue: CS | N/A | N/A | Corning | 28199-778 |  |  |  | 0 |  | 2
606988 | CS | Filter Unit, CN, 250ml, .2um, 12 per Case | Filter | CN Filter Unit, 250ml, 50mm Diameter Membrane, sterile. Feature a leakproof 1-1/2 turn threaded screw closure. Membrane pore size and material are clearly marked on the GREEN collar. | 250ml, .2um | N/A | Nalge | 28199-112 |  |  |  | 0 |  | 3
350452 | CS | Filter Unit, Tissue Culture, 1000ml, Cs12 .20um | Filter | Filter Unit, Tissue Culture, 1000ml, Cs12 .20um Unit of Issue: CS | .20um | N/A | Nalge Company | 28199-698 |  |  |  | 0 |  | 2
611201 | CS | Filter Unit, Tissue Culture, 150mL, 0.2um 12/CS | Filter | MF75* Tissue Culture Filter Unit, Surfactant-Free Cellulose Acetate, Sterile, Nalge # 1550020. 12 per Case | 0.2um | N/A | Nalgene | 28199-622 |  |  |  | 0 |  | 3
350427 | PK | Filter, Acrodisc, Steril Pk-50 0.2um | Filter | Filter, Acrodisc, Steril Pk-50 0.2um Unit of Issue: PK | 0.2um | N/A | Gelman Sciences | 28144-040 |  |  |  | 0 |  | 8
609260 | PK | Filter, Anodisc Supported Membrane Filters | Filter | Consist of an ANOPORE* membrane disc, peripherally bonded to an annular polypropylene ring. For use in vacuum and pressure filtration applications. 25mm Dia, Pore size 0.1µm. 50 per Pack | 25mm Diameter | N/A | Whatman | 28138-065 |  |  |  | 0 |  | 1
609769 | PK | Filter, Anodisc Supported Membrane Filters | Filter | Consist of an ANOPORE* membrane disc, peripherally bonded to an annular polypropylene ring. For use in vacuum and pressure filtration applications. 47mm Dia, Pore size 0.1µm. 50 per Pack | 47mm Diameter | N/A | Whatman | 28138-071 |  |  |  | 0 |  | 1
609768 | PK | Filter, Anodisc Unsupported Membrane Filters | Filter | Ideal for microscopic analysis because of its sieve-like properties and virtual transparency when wet. Diameter: 13mm. Pore size: 0.02µm 100 per PK | 13mm Diameter | N/A | Whatman | 28138-059 |  |  |  | 0 |  | 1
572853 | EA | Filter, for Nanopure, 0.2 micron with Filling Bell | Filter | Filter, for Nanopure / Easypure units, Size: 0.2 micron - with Filling Bell, Barnstead #FL703X2. Unit of Issue: EA | N/A | N/A | Barnstead | 26302-465 |  |  |  | 0 |  | 5
341717 | PK | Filter, Polycarbonate Membrane, 0.2 micron | Filter | Filter, Membrane, Polycarbonate, 47mm dia, Pore Size: 0.2 micron, 100 per pack. Unit of Issue: PK | 47mm dia | N/A | Corning Seperations | 28157-927 |  |  |  | 0 |  | 1
602759 | EA | Filter, Refillable Inline Gas, 1/4" Fitting | Filter | Removes water, oil, and other foreign material from inert gases such as nitrogen, helium, argon, and hydrogen. Contains mixture of indicating desiccant and 13x molecular sieve. Filter body permits refilling with fresh mixture. 1/4" fitting size | 400 ml Capacity |  | LabClear | 32574-542 |  |  |  | 0 |  | 2
350424 | PK | Filter, Syringe, Acrodisc 13, HPLC, Pore size:0.45 | Filter | Filter, Syringe, Acrodisc 13, HPLC, Nylon, Pore Sz: 0.45, 13mm dia, 100 per pack. Unit of Issue: PK | 13mm, .45um | N/A | Gelman Sciences | 28143-984 |  |  |  | 0 |  | 1
350426 | PK | Filter, Syringe, Acrodisc W/Prefilter, 0.8um/0.2um | Filter | Filter, Syringe, Acrodisc W/Prefilter, upstream 0.8um x 0.2um downstream, 50/pack. Unit of Issue: PK | 0.8um/0.2um | N/A | Gelman Sciences | 28144-009 |  |  |  | 0 |  | 1
341633 | PK | Filter, Syringe, Acrodisc, CR PTFE, 0.2 micron | Filter | Filter, Syringe, Acrodisc, CR PTFE, HPLC, 25mm dia, Pore Size: 0.2 micron, 100/pk. Unit of Issue: PK | 25 mm | Teflon | Gelman Sciences | 28143-926 |  |  |  | 0 |  | 1
594664 | PK | Filter, Syringe, Acrodisc, LC, PVDF,Pore Sz:0.45um | Filter | Filter, Syringe, Acrodisc, 13mm diameter, LC, PVDF, Pore size: 0.45um, (Gelman #4452), Maximum operating pressure: 3.4 bar [50psi], Non-sterile, autoclavable, 100 per pack. Unit of Issue: PK | N/A | N/A | VWR | 28143-991 |  |  |  | 0 |  | 1
350800 | PK | Finger Cot, Anti-Static | Gloves | Finger Cot, Anti-Static, Size: Large, 5 gross per pack. Unit of Issue: PK | Large | N/A | Quality Rubber Products | 56614-029 |  |  |  | 0 |  | 3
350799 | PK | Finger Cot, Anti-Static, Size: M | Gloves | Finger Cot, Anti-Static, Size: Medium, 5 gross per pack. Unit of Issue: PK | medium | N/A | Quality Rubber Products | 56614-018 |  |  |  | 0 |  | 10
350796 | PK | Finger Cot, Powderfree | Gloves | Finger Cot, Powderfree, Size: Medium, 5 gross per pack. Unit of Issue: PK | Medium | N/A | North Safety Prods/Houser | 56613-413 |  |  |  | 0 |  | 1
611292 | CS | Flask, Glass, Distilling 3-neck 250mL 4 per Case | Flask | Distilling flasks, vertical type, 3-Necks. Particularly suitable for use with a stirring device, condenser or other apparatus as a unit. With full length outer [ST] joints. T Center & Sides: 24/40. 4 per Case | 250mL | N/A | Pyrex | 29280-372 |  |  |  | 0 |  | 1
350512 | EA | Flask, Volumetric, Class A, w/Stopper, 10ml | Flask | Flask, Volumetric, Class A, with Stopper, Size: 10ml. Unit of Issue: EA | 10 ml | Pyrex | Kimble Glass Co | 29620-084 |  |  |  | 0 |  | 2
495161 | EA | Flask, Volumetric, Class A, w/Stopper, 1L | Flask | Flask, Volumetric Class A, with Stopper, Size: 1L. Unit of Issue: EA | 1L | Pyrex | Kimble | 29620-222 |  |  |  | 0 |  | 1
609261 | EA | Flask, Volumetric, Class A, w/Stopper, 5ml | Flask | Flask is calibrated at 20°C. With sharp, permanent graduation line and big, white inscriptions. Flask body is machine-blown with sealed heavy-tubing neck. 5 mL Capacity, Tol. ±ml 0.02 T Stop. No. 8 | 5ml | N/A | Corning | 29620-062 |  |  |  | 0 |  | 1
593544 | CS | Flint, Universal, Single, Renewal, Case of 40 pks | Burner Accessories | Flint, Universal, Single, Renewal, 40 (5 packs) per case. Unit of Issue: CS | N/A | N/A | GC Fuller Mfg Co | 18385-222 |  |  |  | 0 |  | 1
350518 | PK | Foil, Aluminum, 4-Roll per pk, 12" x 75' | Foil | Foil, Aluminum, 4roll/Pk, Size: 12" x 75', Standard 0.0007" thick. Unit of Issue: PK | 12" x 75' | Aluminum (foil) | Reynolds Metal | 29952-029 |  |  |  | 0 |  | 10
612589 | CS | Foil, Aluminum, 12" x 25', 24 per Case | Foil | Foil, Aluminum, 12" x 25' per roll, Standard 0.0007" thick. 24 per Case Unit of Issue: CS | 12" x 25' | Aluminum (foil) | Reynolds Metal | 29952-008 |  |  |  | 0 |  | 1
332137 | RL | Foil, Aluminum, Heavy Duty, 18" x 75' | Foil | Foil, Aluminum, Heavy Duty, Reynolds #028, (JPL Index #303430-3), 18" x 75'. Unit of Issue: RL | N/A | N/A | Reynolds Metal | 29952-172 |  |  |  | 0 |  | 101
350519 | EA | Foil, Aluminum, Heavy Duty, 37.5sft, 25" x 18' | Foil | Foil, Aluminum, Heavy Duty, 37.5sft, 25" x 18'. Unit of Issue: EA | 25" x 18' | Aluminum (foil) | Reynolds Metal | 29952-052 |  |  |  | 0 |  | 63
350521 | EA | Foil, Aluminum, X-Heavy-Duty, 18" x 25' | Foil | Foil, Aluminum, X-Heavy-Duty, 18" x 25'. Unit of Issue: EA | 18" x 25' | Aluminum (foil) | Reynolds Metal | 29952-155 |  |  |  | 0 |  | 68
555855 | PK | Forceps, Cover Glass, 117mm | Forceps | Forceps, Cover Glass, Flat, corrugated handles with Flat - Thin - Straight Blades, Nickel Plated, Length: 117mm, 5 per pack. Unit of Issue: PK | N/A | N/A | VWR | 25681-269 |  |  |  | 0 |  | 1
602583 | PK | Forceps, Dissecting Straight | Forceps | Medium point, straight dissecting forceps. Stainless steel, 5 per PK | 117 mm (4-1/2") | Stainless Steel | Millers Forge | 25716-002 |  |  |  | 0 |  | 4
350407 | PK | Forceps, Dissecting, Curved, 117mm (4-1/2") | Forceps | Forceps, Dissecting,Curved,Fine,File-cut Point,Nickel Plate, Sz:4-1/2" ,5 per pack. Unit of Issue: PK | 4-1/2in | N/A | Millers Forge | 25714-007 |  |  |  | 0 |  | 1
353639 | EA | Forceps, Dissecting, Curved,Very Fine Point,4 1/2" | Forceps | Forceps, Dissecting, Curved, Very Fine Point, Stainless Steel, Size: 4 1/2" long. Unit of Issue: EA | N/A | N/A | Walter Stern Inc | 25607-890 |  |  |  | 0 |  | 6
325469 | PK | Forceps, Dissecting, Straight, 117mm | Forceps | Forceps, Dissecting, Straight, Medium Fine, File-cut Point, Stainless Steel, (260308-3), Sz:117mm, 5 per pk. Unit of Issue: PK | 125mm | N/A | Grobet | 25715-043 |  |  |  | 0 |  | 1
341723 | EA | Forceps, Dissecting, Teflon-coated,11.5cm (4 1/2") | Forceps | Forceps, Dissecting, Nickel-plated Steel, Teflon-coated, Size: 11.5cm (4 1/2"). Unit of Issue: EA | 11.5 cm | Teflon | Norton Performance Plastics | 25681-145 |  |  |  | 0 |  | 4
342400 | EA | Forceps, Hemostatic, Curved, 5" | Forceps | Forceps, Hemostatic, Curved, Size: 5" long. Unit of Issue: EA | N/A | N/A | Walter Stern Inc | 25607-324 |  |  |  | 0 |  | 6
342398 | EA | Forceps, Hemostatic, Straight, 5" | Forceps | Forceps, Hemostatic, Straight, Size: 5" long. Unit of Issue: EA | N/A | N/A | Walter Stern Inc | 25607-302 |  |  |  | 0 |  | 7
350409 | EA | Forceps, Specimen, Straight, 4 1/2" | Forceps | Forceps, Specimen, Straight, Serrated Tip, Stainless Steel, Size: 4 1/2". Unit of Issue: EA | 4-1/2 in | N/A | Walter Stern Inc | 25719-044 |  |  |  | 0 |  | 1
350400 | EA | Forceps, Splinter, Straight, 4 1/2" | Forceps | Economical Forceps, Splinter, Straight, Fine Point, Size: 4 1/2". Unit of Issue: EA | 4.5in | N/A | Allegiance V. Mueller | 25601-134 |  |  |  | 0 |  | 1
438004 | EA | Forceps, Very Fine Point, Straight Blades | Forceps | Dissecting Forceps, Very Fine Point, Straight Blades, Size: 4-3/8", Unit of Issue: EA | 4-3/8" | N/A | VWR | 25607-856 |  |  |  | 0 |  | 2
612293 | CS | Frock, Critical Cover, W/ Snap Collar, Front Closu | Apparel | Frock, Critical Cover, W/ Snap Collar, Front Closure, Tyvek, XXXLg CS/25. Unit of Issue: CS | XXX-Large | tyvek | Allegiance | 10844-064 |  |  |  | 0 |  | 1
350526 | PK | Funnel Pwd Polyp Pk-6 104mm | Funnel | Funnel Pwd Polyp Pk-6 104mm Unit of Issue: PK | 104mm | N/A | Nalge Company | 30255-066 |  |  |  | 0 |  | 2
325472 | EA | Funnel, Glass, Ribbed, 5.5" top dia | Funnel | Funnel, Glass, Ribbed, (JPL 260320-7), Size: 5.5" top dia. Unit of Issue: EA | 5.5" | Glass | VWR | 30255-500 |  |  |  | 0 |  | 2
611296 | EA | Funnel, Graduated 60mL | Funnel | Funnels Addition Graduated [standard taper] 24/40 Joints with Glass Plug. 60mL [standard taper] Joints; 24/40. Subdiv. 1mL Approx. Height 297mm | 60mL | N/A | Kontes Glass Co | KT634500-0060 |  |  |  | 0 |  | 3
325473 | PK | Funnel, Heavy Duty Polyethylene, 101mm (4") | Funnel | Funnel, Polypropylene, High Density, Sz: 101mm (4") top i.d., (Nalge 4260-0040), 2 per pack.>>>>>> (JPL 260322-9) Unit of Issue: PK | 101mm | Polyethylene | Nalge | 30250-062 |  |  |  | 0 |  | 5
350113 | EA | Funnel, Polyethylene, Large Size 8 In | Funnel | Ideal for transferring liquids, Funnels have both internal and external ribbing for air release. High-density polyethylene. Unit of Issue: EA | 8 in | Polyethylene | Nalge Company | 30254-020 |  |  |  | 0 |  | 1
351139 | PK | Funnel, Polypropylene, HD, 152.4mm (6") | Funnel | Funnel, Polypropylene, HD, Sz: 152.4mm top id (6"), Bel-Art F14697-0000), 3/pk. Unit of Issue: PK | N/A | N/A | Bel-Art Products | 30256-006 |  |  |  | 0 |  | 2
350112 | PK | Funnel, Powder Pk4 | Funnel | Funnel, Pwdr, Pp, VWR, Pk4 150mm Unit of Issue: PK | 150mm | Polypropylene | Nalge Company | 30252-957 |  |  |  | 0 |  | 1
611293 | CS | Funnel, Separatory, Squibb, 500 mL 1 per CS | Funnel | PYREX brand, Squibb, Drip Separatory, Pear -Shapped, TP 500mL. 1 per Case | 500mL | N/A | Pyrex | 30365-522 |  |  |  | 0 |  | 3
325475 | EA | Funnel, Stainless Steel, 6" top dia. | Funnel | Funnel, Stainless Steel, Size: 6" top dia. (260324-5). Unit of Issue: EA | 6" | N/A | Vollrath | 36311-330 |  |  |  | 0 |  | 10
350304 | EA | Gas Lighter, Flint Tip, Universal Round | Burner Accessories | For lighting gas burners. Rust-resistant zinc-plated spring handle and deep gas trap for quick ignitions. File rotates for fresh sparking surface. Each flint tip produces up to 2000 ignitions. Unit of Issue: EA | N/A | N/A | GC Fuller Mfg Co | 18385-220 |  |  |  | 0 |  | 3
466876 | EA | Gas Regulator, 0.125PSI, Argon/Nit/Hel | Regulators | Multistage Gas Regulator, 0.125PSI, Argon, Nit/Hel Unit of Issue: EA | N/A | N/A | VWR | 55850-476 |  |  |  | 0 |  | 1
350580 | EA | Glasses, Astro-Spec 3000 Black Frame, Clear Lens | Safety Supplies | Glasses, Astro-Spec 3000 Blk Clr Unit of Issue: EA | N/A | N/A | Uvex Winter Optical | 33002-036 |  |  |  | 0 |  | 7
350583 | EA | Glasses, Astro-Spec 3000, R/W/B Frame, Clear Lens | Safety Supplies | Glasses, Astro-Spec, Red/White/Blue Frame, Clear Lens, Duoflx Unit of Issue: EA | N/A | N/A | Uvex Winter Optical | 33002-049 |  |  |  | 0 |  | 1
610504 | EA | Glasses, Blak-Ray* UV Protective Spectacles | Safety Supplies | Specially formulated plastic lenses block transmission of 254, 302, and 365nm UV light to virtually zero. The "blue haze" normally associated with longer wavelength ultraviolet light is eliminated. Sideshields help protect against peripheral exposure. | N/A | N/A | VWR | 33002-067 |  |  |  | 0 |  | 4
363522 | EA | Glasses, Safety, Clear Lens | Safety Supplies | Glasses, Safety, lens: Clear, frame color: Black & Silver, material: Nylon, Bouton 7000 UFO Mercury, Lens blocks 100% of UV Radiation, (303665-4). Unit of Issue:EA | N/A | N/A | Bouton | 32999-998 |  |  |  | 0 |  | 21
608070 | PK | Glasses, Safety, Clear Lens 12 per PK | Safety Supplies | Crews Inc. Model #9800D Style: Yukon | N/A | Polycarbonate | VWR | 66025-230 |  |  |  | 0 |  | 1
373542 | EA | Glasses, Safety, Clear Lens, Wraparound Lens | Safety Supplies | Glasses, Safety, lens: Clear, frame color: Black, Adjustable Temples, Wraparound Polycarbonate Lens, (American Allsafe 19142). Unit of Issue: EA | N/A | N/A | American Allsafe | 33001-230 |  |  |  | 0 |  | 3
551198 | EA | Glasses, Safety, Clear Lens, "Bandit" | Safety Supplies | Glasses, Safety, "Bandit", lens: Clear, frame: Black, (Uvex S1600). Unit of Issue: EA | N/A | N/A | Uvex | 33002-700 |  |  |  | 0 |  | 8
602630 | EA | Glasses, Safety, Clear, Silver-mirror Lens | Safety Supplies | Contemporary, sport-style black frame with Clear, silver mirror-coated lens provide 100% UV protection. Meet ANSI Z87.1-1989 standard without sideshields. | One-size |  | Dalloz Safety | 56611-788 |  |  |  | 0 |  | 8
363521 | EA | Glasses, Safety, Gray Lens | Safety Supplies | Glasses, Safety, lens: Gray, frame color: Silver/material: Nylon, Bouton 7100 Apollo. Unit of Issue: EA (303664-6) | N/A | N/A | Bouton | 32998-042 |  |  |  | 0 |  | 20
363523 | EA | Glasses, Safety, Gray Lens | Safety Supplies | Glasses, Safety, lens: Clear, frame color: Black & Silver/material: Nylon, Bouton 7000 UFO Mercury, Lens blocks 100% of UV Radiation, (303666-2). Unit of Issue: EA | N/A | N/A | Bouton | 32998-000 |  |  |  | 0 |  | 5
612988 | EA | Glasses, Stealth, Uvex S3960C, 4C+Lens, Teal Body | Safety Supplies | Glasses, Stealth, Uvex S3960C, 4C+Lens, Teal Body; Unit of Issue: EA | N/A | N/A | Uvex | 33000-754 |  |  |  | 0 |  | 22
611728 | EA | Glasses, UniSpec II Safety Eyewear | Safety Supplies | American AllSafe UniSpec II* Safety Eyewear, Economical, wraparound protection for eyes. One-piece, clear polycarbonate lens. Uncoated. Meet ANSI Z87.1-1989 and CSA Z94.3-1992 standards. CE approved. | N/A | N/A | American Allsafe | 33001-041 |  |  |  | 0 |  | 24
612506 | EA | Glove Box Hands, Neoprene Hands Only Size 7-1/2 | Glove Box | Neoprene hands for use with straight or accordion sleeves. Color: Black, 17 mil thick. Hand-specific, 8" long. 12 per PK Unit of Issue: EACH (Each pack) | 2002-07-01 | N/A | Labconco | 15202-519 |  |  |  | 0 |  | 1
612507 | PK | Glove Box Hands, Neoprene Hands Only Size 9 | Glove Box | Neoprene hands for use with straight or accordion sleeves. Color: Black, 17 mil thick. Hand-specific, 8" long. 12 per PK Unit of Issue: PK | 9 | N/A | Labconco | 32948-154 |  |  |  | 0 |  | 1
374777 | PR | Glove Box Sleeves, Neoprene Accordion Sleeves | Glove Box | Glove Box Sleeves,Neoprene,Accordion,complete w/O-rings & spring,Labconco 50059. Unit of Issue:PR | N/A | N/A | Labcon Inc | 32948-110 |  |  |  | 0 |  | 1
350533 | PK | Glove Liner, Half Finger 10pr/pk | Gloves | Wear under latex, PVC, or other outer gloves to absorb perspiration from hands during periods of extended wear. Made of 100% continuous-filament knitted polyester. 10pr/pk Unit of Issue: PK | N/A | N/A | Berkshire | 32891-470 |  |  |  | 0 |  | 1
610256 | EA | Glove Stand, Triple Box | Gloves | Keeps disposable laboratory gloves within easy reach. Made of clear acrylic. Occupies very little bench space standing. Can be wall mounted. Each box supplied with two foam pads to adjust inside depth of stand for smaller boxes. 11-1/2Lx4-3/8Dx15-3/8"H | N/A | Acrylic | VWR | 32891-245 |  |  |  | 0 |  | 6
613044 | EA | Glove, Nitrilite (93-311), Ambidextrous, large,pk. | Gloves | Gloves, Nitrile, Nitrilite, Ambidextrous, Length: 12", 4 mil Thick, Ansell Edmont #93-311, Size: Small, 100 per pack, 10 packs oer case. Unit of issue: Case. Replacement for Ansell #93-112. | Large | Nitrile | Ansell-Edmont | 44748-216 |  |  |  | 0 |  | 1
613009 | CS | Glove, Nitrilite (93-311), Ambidextrous, small,cs | Gloves | Gloves, Nitrile, Nitrilite, Ambidextrous, Length: 12", 4 mil Thick, Ansell Edmont #93-311, Size: Small, 100 per pack, 10 packs oer case. Unit of issue: Case. Replacement for Ansell #365614. | Small | Nitrile | Ansell-Edmont | 47748-212 |  |  |  | 0 |  | 2
613008 | EA | Glove, Nitrilite (93-311), ambidextrous, small,pk | Gloves | Gloves, Nitrile, Nitrilite, Ambidextrous, Length: 12", 4 mil Thick, Ansell Edmont #93-311, Size: Small, 100 per pack. Unit of issue: PK. Replacement for Ansell #365614. | Small | Nitrile | Ansell-Edmont | 47748-212 |  |  |  | 0 |  | 2
612426 | PK | Glove, Powder Free, Touch N Tuff, Large, 100pk | Gloves | Glove, Powder Free, Touch n Tuff, Ansell-Edmont #585836, Size: Large, 100 per pk. Unit of Issue: PK | N/A | N/A | Ansell-Edmont | 34800-504 |  |  |  | 0 |  | 14
602603 | PR | Gloves, Chemical Handling/Work | Gloves | Cement-dipped, unsupported Viton gloves exhibit a high degree of impermeability to heavily chlorinated and aromatic solvents. Use them in or around water and water-based solutions, Particularly suitable for handling PCBs, 12 mil, 14" length | 10 |  | North Safety Products | 32887-982 |  |  |  | 0 |  | 2
350529 | PK | Gloves, Clavies Biohazard Autoclave Glv, 33cm 1 pr | Gloves | Glove, Clavies Autoclave Glv, 33cm 1 pr Unit of Issue: PK | 13" | N/A | Bel-Art Products | 32885-804 |  |  |  | 0 |  | 1
350577 | PK | Gloves, Cotton Lisle Inspection, Light Weight | Gloves | Inspection Glove, Cotton Lisle, Mens, Light-weight Pk12 Unit of Issue: PK | Mens | N/A | Wells Lamont | 32935-460 |  |  |  | 0 |  | 28
467434 | PK | Gloves, Cotton, Lisle Inspection, Ladies 12Pr/PK | Gloves | Glove, Cotton, Lisle Inspection, Size: Ladies, 12 Pairs per Pack, Unit of Issue: Pack | Ladies | N/A | Magid Glove | 32889-290 |  |  |  | 0 |  | 2
467436 | PK | Gloves, Cotton, Lisle, Men's Jumbo, 12Pr/PK | Gloves | Glove, Cotton, Lisle Inspection, Size: Men's Jumbo, 12 Pairs per Pack, Unit of Issue: Pack | Men's Jumbo | N/A | Magid Glove | 32889-294 |  |  |  | 0 |  | 4
350531 | PK | Gloves, Cotton, Lisle, Mens, 12Pr/PK | Gloves | Glove, Cotton, Mens Pk-12pr Unit of Issue: PK | Mens | N/A | Magid Glove | 32889-292 |  |  |  | 0 |  | 11
612714 | PK | Gloves, Dry Box Gloves, Hypalon, Ambidextrous | Gloves | North Safety Dry box gloves are 81.3cm (32") standard length and fit the standard port diameter of 20.3cm (8"). Hypalon* offers outstanding abrasion and chemical resistance. 30mil thickness. Color: White | 2002-10-01 | N/A | North Safety Products | 56223-194 |  |  |  | 0 |  | 1
612710 | PK | Gloves, Dry Box Gloves, Hypalon, Hand-Specific | Gloves | North Safety Dry box gloves are 81.3cm (32") standard length and fit the standard port diameter of 20.3cm (8"). Hypalon* offers outstanding abrasion and chemical resistance. 15mil thickness. Color: White | 2002-08-01 | N/A | North Safety Products | 56223-152 |  |  |  | 0 |  | 4
612715 | PK | Gloves, Dry Box Gloves, Neoprene, Ambidextrous | Gloves | made of premium quality milled neoprene, offer high tensile strength and flexibility. Seamless, one-piece construction provides maximum strength and integrity. 15mil thickness. | 2002-10-01 | N/A | North Safety Products | 56223-208 |  |  |  | 0 |  | 1
612352 | PK | Gloves, Hypoclean, Powder-Free, Non-Sterile, Nitri | Gloves | Gloves, Hypoclean, Powder-Free, Non-Sterile, Nitrile, Ambidextrous, Length: 9.5", Size: Large, Color: Light Blue, 100 per pack. Unit of Issue: PK | Large | nitrile | Rexam Medical | 32933-756 |  |  |  | 0 |  | 2
612368 | PK | Gloves, Hypoclean, Powder-Free, Non-Sterile, Nitri | Gloves | Gloves, Hypoclean, Powder-Free, Non-Sterile, Nitrile, Ambidextrous, Length: 9.5", Size: Medium, Color: Light Blue, 100 per pack. Unit of Issue: PK | Medium | nitrile | Rexam Medical | 32933-754 |  |  |  | 0 |  | 6
453549 | PK | Gloves, Latex Exam, 100PK | Gloves | Powder-free, ambidextrous gloves, dependability & comfortable fit. Polyurethane coating molds to the hand and provides a sure grip on everything from wet surfaces to the smallest instruments. Low protein content. 8 mil thickness (fingers). | Large | N/A | Pharmaseal | PH8843 |  |  |  | 0 |  | 2
453550 | PK | Gloves, Latex Exam, 100PK | Gloves | Powder-free, ambidextrous gloves, dependability & comfortable fit. Polyurethane coating molds to the hand and provides a sure grip on everything from wet surfaces to the smallest instruments. Low protein content. 8 mil thickness (fingers). | XLarge | N/A | Pharmaseal | PH8844 |  |  |  | 0 |  | 2
438009 | CS | Gloves, Latex, Evolution One, 1000 p/cs | Gloves | Glove, Latex, Evolution One, Powder-Free, Length: 9.6 inch, Thickness: 7 mil, Size: Large, 100 per pack / 1000 per case. Unit of Issue: CS | Large |  | VWR | 32916-536 |  |  |  | 0 |  | 2
350562 | PK | Gloves, Latex, Evolution One, Powder-Free | Gloves | Glove, Latex, Evolution One, 100% Powder-Free, Size: Small, 100 per pack. Unit of Issue: PK | Small | Latex | Microflex Medical Corp | 32916-532 |  |  |  | 0 |  | 53
350564 | PK | Gloves, Latex, Evolution One, Powder-Free | Gloves | Glove, Latex, Evolution One, 100% Powder-Free, Size: Large, 100 per pack. Unit of Issue: PK | Large | Latex | Microflex Medical Corp | 32916-536 |  |  |  | 0 |  | 94
350565 | PK | Gloves, Latex, Evolution One, Powder-Free | Gloves | Glove, Latex, Evolution One, Powder-Free, Length: 9.6 inch, Thickness: 7 mil, Size: X-Large, 100 per pack. Unit of Issue: PK | XLarge | Latex | Microflex Medical Corp | 32916-538 |  |  |  | 0 |  | 46
438008 | PK | Gloves, Latex, Evolution One, Powder-Free | Gloves | Glove, Latex, Evolution One, Powder-Free, Length: 9.6 inch, Thickness: 7 mil, Size: Medium, 100 per pack. Unit of Issue: PK | Medium | Latex | Microflex Medical Corp | 32916-534 |  |  |  | 0 |  | 115
604151 | PK | Gloves, Latex, Evolution One, Powder-Free | Gloves | Durable, powder-free gloves feature a unique polymer coating for dexterity when handling delicate apparatus. Beaded cuff holds the glove firmly against the arm or sleeve. Textured non-slip wet grip. 100 per PK | X-Small | N/A | Microflex Medical Corp | 32916-530 |  |  |  | 0 |  | 1
350576 | PK | Gloves, Latex, Powder-Free, Large Pk100 | Gloves | Glove, Latex, Pwd-Fre Pk100 Lrg Unit of Issue: PK | Large | N/A | Safeskin Corp | 32934-015 |  |  |  | 0 |  | 12
350574 | PK | Gloves, Latex, Powder-Free, Small Pk100 | Gloves | Glove, Latex, Pwd-Fre Pk100 Sml Unit of Issue: PK | Small | N/A | Safeskin Corp | 32934-007 |  |  |  | 0 |  | 1
341736 | PK | Gloves, Latex, Wrist Length pk100 | Gloves | Glove, latex, wrist lgth pk100 l Unit of Issue: PK | Large | Latex | Ansell Perry | 32917-911 |  |  |  | 0 |  | 22
555842 | PK | Gloves, Leather Driving | Gloves | Glove, Leather, Driving, Size: X-Large, (Stauffer #85EJ-XL), 1 pair per pack Unit of Issue: PK | XL | Leather | Stauffer | 32935-636 |  |  |  | 0 |  | 2
602602 | PK | Gloves, Leather Driving | Gloves | Cream grain cowhide, unlined, with shirred elastic back for hand protection for multiple applications in materials handling, 1 Pair per Pack | Medium |  | Stauffer | 32935-617 |  |  |  | 0 |  | 6
328450 | PK | Gloves, Multi-Flex Latex, Sterile, Size; 9 | Gloves | Glove, Multi-Flex Latex, 7-mil, 12-inch long, Powdered with Tapered Fingers, Sterile, Size: 9, 50 pair per pack. Unit of Issue: Pk | N/A | Latex | Pharmaseal | PH2Y1407T |  |  |  | 0 |  | 1
421827 | PK | Gloves, Multi-Flex, Powder Free Nitrille | Gloves | Glove, Multi-Flex, Powder Free Nitrille, 100PK Unit of Issue: PK | Medium | N/A | Pharmaseal | PH2Y1821 |  |  |  | 0 |  | 2
610552 | PK | Gloves, N-DEX Nitrile, 6 mil Powder-Free | Gloves | Resist a broad range of chemicals where protection from intermittent contact or splash is needed. Offer tactile sensitivity, comfort, flexibility, & dexterity. Puncture-resistant 100% nitrile construction. 11" long gloves have rolled cuff. 50 per PK | Medium | N/A | Best Manufacturing | 32892-152 |  |  |  | 0 |  | 4
611188 | PK | Gloves, N-DEX Nitrile, 6 mil Powder-Free | Gloves | Resist a broad range of chemicals where protection from intermittent contact or splash is needed. Offer tactile sensitivity, comfort, flexibility, & dexterity. Puncture-resistant 100% nitrile construction. 11" long gloves have rolled cuff. 50 per PK | Small | N/A | Best Manufacturing | 32892-154 |  |  |  | 0 |  | 8
350543 | PK | Gloves, N-DEX Plus, Nitrile, 8 mil Low Powder | Gloves | Resist a broad range of chemicals where protection from intermittent contact or splash is needed. Offer tactile sensitivity, comfort, flexibility, & dexterity. Puncture-resistant 100% nitrile construction. 11" long gloves have rolled cuff. 50 per PK | Large | N/A | Best Manufacturing | 32891-842 |  |  |  | 0 |  | 1
510822 | CS | Gloves, N-DEX, Nitrile, 4mil, Powder Free 20pk/CS | Gloves | Glove, N-Dex, Ntrl, 4mil, PF, PK100 per Pack/20 per Case Unit of Issue: Case | XLarge | N/A | Best Manufacturing | 32891-813 |  |  |  | 0 |  | 9
350537 | PK | Gloves, N-DEX, Nitrile, 4mil, Powder Free Pk100 | Gloves | Resist a broad range of chemicals where protection from intermittent contact or splash is needed. Offer tactile sensitivity, comfort, flexibility, & dexterity. Puncture-resistant 100% nitrile construction. 11" long gloves have rolled cuff. 100 per PK | Small | N/A | Best Manufacturing | 32891-808 |  |  |  | 0 |  | 12
350538 | PK | Gloves, N-DEX, Nitrile, 4mil, Powder Free Pk100 | Gloves | Resist a broad range of chemicals where protection from intermittent contact or splash is needed. Offer tactile sensitivity, comfort, flexibility, & dexterity. Puncture-resistant 100% nitrile construction. 11" long gloves have rolled cuff. 100 per PK | Medium | N/A | Best Manufacturing | 32891-809 |  |  |  | 0 |  | 30
350540 | PK | Gloves, N-DEX, Nitrile, 4mil, Powder Free Pk100 | Gloves | Resist a broad range of chemicals where protection from intermittent contact or splash is needed. Offer tactile sensitivity, comfort, flexibility, & dexterity. Puncture-resistant 100% nitrile construction. 11" long gloves have rolled cuff. 100 per PK | XLarge | N/A | Best Manufacturing | 32891-813 |  |  |  | 0 |  | 7
350539 | PK | Gloves, N-DEX, Nitrile, 4mil, Powder Free, Pk100 | Gloves | Resist a broad range of chemicals where protection from intermittent contact or splash is needed. Offer tactile sensitivity, comfort, flexibility, & dexterity. Puncture-resistant 100% nitrile construction. 11" long gloves have rolled cuff. 100 per PK | Large | N/A | Best Manufacturing | 32891-811 |  |  |  | 0 |  | 21
507449 | PK | Gloves, N-DEX, Nitrile, 6mil Powder Free | Gloves | Resist a broad range of chemicals where protection from intermittent contact or splash is needed. Offer tactile sensitivity, comfort, flexibility, & dexterity. Puncture-resistant 100% nitrile construction. 11" long gloves have rolled cuff. 50 per PK | XLarge | N/A | Best Manufacturing | 32891-838 |  |  |  | 0 |  | 42
510824 | CS | Gloves, N-DEX, Nitrile, 6mil Powder Free 6pk/CS | Gloves | Glove, Nitrile, PWFC 6ML, 50 Pairs per Pack/6 Packs per Case | XLarge | N/A | Best Manufacturing | 32891-838 |  |  |  | 0 |  | 4
507448 | PK | Gloves, N-DEX, Nitrile, 6mil Powder Free, 50/PK | Gloves | Resist a broad range of chemicals where protection from intermittent contact or splash is needed. Offer tactile sensitivity, comfort, flexibility, & dexterity. Puncture-resistant 100% nitrile construction. 11" long gloves have rolled cuff. 50 per PK | Large | N/A | Best Manufacturing | 32891-836 |  |  |  | 0 |  | 43
461030 | PK | Gloves, N-DEX, Nitrile, 6mil, Low Powder | Gloves | Resist a broad range of chemicals where protection from intermittent contact or splash is needed. Offer tactile sensitivity, comfort, flexibility, & dexterity. Puncture-resistant 100% nitrile construction. 11" long gloves have rolled cuff. 50 per PK | Medium | N/A | Best Manufacturing | 32891-824 |  |  |  | 0 |  | 3
438006 | PK | Gloves, Neoprene/Rubber Chem Master* | Gloves | Unsupported neoprene over natural rubber construction makes Chem Master abrasion-, tear-, and puncture-resistant. Self-flushing tractor tread grip for fluid runoff increases gripping effectiveness. Gloves have 100% cotton flock lining. 12 pr per PK | Large | N/A | Best Manufacturing | 32892-059 |  |  |  | 0 |  | 1
438007 | PK | Gloves, Neoprene/Rubber Chem Master* | Gloves | Unsupported neoprene over natural rubber construction makes Chem Master abrasion-, tear-, and puncture-resistant. Self-flushing tractor tread grip for fluid runoff increases gripping effectiveness. Gloves have 100% cotton flock lining. 12 pr per PK | Medium | N/A | Best Manufacturing | 32892-058 |  |  |  | 0 |  | 1
612183 | CS | Gloves, Nitrile Certiclean* Class 100 Sterile | Gloves | VWR CERTICLEAN* Class 100 Sterile Nitrile Gloves, Hand-specific, Powder-free, Beaded cuff for reduction of roll down. 12" L, puncture-resistant, 6.2 mil (finger) & 5.1 mil (palm). 20 pouched pairs/double poly bag, 10 bags per Case. | 9 | N/A | VWR | 32829-314 |  |  |  | 0 |  | 5
373541 | PK | Gloves, Nitrile, 4 mil, Length 9 1/2", Sz: XLarge | Gloves | Glove, Nitrile, 4 mil, Powder Free, Rolled Cuff, Tough N Tough, (Ansell-Edmont 92-600XL #585837), Size: X-Large, Length: 9 1/2", 100 per pack. Unit of Issue: PK | X-Large | Nitrile | Ansell-Edmont | 34800-506 |  |  |  | 0 |  | 27
612355 | PK | Gloves, Nitrile, Ambi, Powder Free, 10" Beaded Cuf | Gloves | Gloves, Nitrile, Ambi, Powder Free, 10" Beaded Cuff, Large, Box 100Pk; Unit of Issue: PK | Large | nitrile | AQL | 40101-348 |  |  |  | 0 |  | 2
612371 | PK | Gloves, Nitrile, Ambi, Powder Free, 10" Beaded Cuf | Gloves | Gloves, Nitrile, Ambi, Powder Free, 10" Beaded Cuff, Medium, Box 100Pk; Unit of Issue: PK | Medium | nitrile | AQL | 40101-346 |  |  |  | 0 |  | 3
612387 | PK | Gloves, Nitrile, Ambi, Powder Free, 10" Beaded Cuf | Gloves | Gloves, Nitrile, Ambi, Powder Free, 10" Beaded Cuff, Small, Box 100Pk; Unit of Issue: PK | Small | nitrile | AQL | 40101-344 |  |  |  | 0 |  | 1
467427 | PK | Gloves, Nitrilite, 4mil, Ambidextrous 100PK | Gloves | Nitrilite* Nitrile Gloves, 12" Length 100 PK, Unit of Issue: Pack | Large | N/A | Magid Glove | 32890-294 |  |  |  | 0 |  | 3
612975 | CS | Gloves, Nitrilite, Ambidextrous, 4 mil, X-Large | Gloves | Case of 10 packs. Nitrile Cleanroom glove. Powder-free, excellent texured-finger grip. Rolled, beaded cuff. Length: 12", Thickness: 5mil (finger), palm 4mil. Natural white color. | X-Large | Nitrile | Ansell-Edmont | 32890-296 |  |  |  | 0 |  | 3
602608 | PK | Gloves, Non-asbestos High Temperature | Gloves | For high temperatures in general applications involving ovens, furnaces, etc. withstands continuous temperatures up to 815°C (1500°F) and short term exposure to temperatures up to 1093°C (2000°F), 10 oz. wool-backed lining, 1 Pair per PK | 14" Length |  | Zetex | 32885-360 |  |  |  | 0 |  | 1
350547 | PK | Gloves, Powder-free Disp Pk-100 Med | Gloves | Glove, Disp Pk-100 Med Unit of Issue: PK | Medium | PVC | Oak Technical | 32904-104 |  |  |  | 0 |  | 22
350575 | PK | Gloves, Powder-Free, Latex, Textured, Pk100 | Gloves | Powder-free latex exam glove, 9" length, textured, size medium. 100 per Pack, Unit of Issue: PK | Medium | Latex | Safeskin Corp | 32934-011 |  |  |  | 0 |  | 19
341740 | PK | Gloves, PVC Powder-Free disposable pk-100 | Gloves | Glove, disposable pk-100 Unit of Issue: PK | Large | N/A | Oak Technical | 32904-159 |  |  |  | 0 |  | 10
403485 | PK | Gloves, Synthetic Rubber | Gloves | Glove, Synthetic Rubber, Best* Butyl*, Highly resistant to corrosive acids. Unit of Issue: Pair | Large | N/A | Best Manufacturing | 32892-050 |  |  |  | 0 |  | 1
611556 | PK | Gloves, Triflex* Sterile Latex Surgical Size 9 | Gloves | Hand-specific powdered gloves, Patented "natural" anatomical design for greater comfort. Anti-slip finish. 8 mil average thickness, 12" ave. length. Sterility assurance: 10-6 40 Pairs per PK | 9 | N/A | Allegiance | PH2D7257 |  |  |  | 0 |  | 1
602705 | CS | Gloves, Vinyl, Antistatic, Medium, 500/cs | Gloves | Glove, Vinyl, Antistatic, Size: Medium, Powder-Free PVC, Length: 10-1/2", Thickness: 8 mil, Ambidextrous, Oak Technical 96-247, 500 per case. Unit of Issue: CS | Medium | N/A | Oak Technical | 32904-912 |  |  |  | 0 |  | 1
612358 | PK | Gloves, Vinyl, Non-Sterile, Class 100, Powder-Free | Gloves | Gloves, Vinyl, Non-Sterile, Class 100, Powder-Free Disp. Ex-Lng, Large, Pk/100; Unit of Issue: PK | Large | vinyl | North Safety Products | 32904-909 |  |  |  | 0 |  | 21
612388 | PK | Gloves, Vinyl, Non-Sterile, Class 100, Powder-Free | Gloves | Gloves, Vinyl, Non-Sterile, Class 100, Powder-Free Disp. Ex-Lng, Small, Pk/100; Unit of Issue: PK | Small | vinyl | North Safety Products | 32904-807 |  |  |  | 0 |  | 1
350644 | PK | Gloves, VWR MICROGRIP* Powder Free Latex, Pk100 | Gloves | Glove, Boxed, Latex, Ambi, Powder free, S, Pk100 Unit of Issue: PK | Small | N/A | AQL | 40101-166 |  |  |  | 0 |  | 2
350645 | PK | Gloves, VWR MICROGRIP* Powder Free Latex, Pk100 | Gloves | Glove, Boxed, Ltx, Ambi, Powder free, M, Pk100 Unit of Issue: PK | Medium | N/A | AQL | 40101-168 |  |  |  | 0 |  | 30
350646 | PK | Gloves, VWR MICROGRIP* Powder Free Latex, Pk100 | Gloves | Glove, Boxed, Ltx, Ambi, Powder free, Pk100 Unit of Issue: PK | Large | N/A | AQL | 40101-170 |  |  |  | 0 |  | 15
350647 | PK | Gloves, VWR MICROGRIP* Powder Free Latex, Pk100 | Gloves | Glove, Boxed, Latex, Ambi, Powder free, Pk100 Unit of Issue: PK | XLarge | N/A | AQL | 40101-172 |  |  |  | 0 |  | 10
611749 | PK | Gloves, VWR* MICROGRIP* Aloe and E Latex Gloves | Gloves | Coated with Aloe Vera and Vitamin E, Powder-free. Fully textured. Ambidextrous. Beaded cuff. 24cm (9 1/2") long. 6.7mil (finger) and 5.5mil (palm) thick. 100 per PK | Large | Latex | VWR | 37001-650 |  |  |  | 0 |  | 1
325359 | EA | Goggles, Splash | Safety Supplies | Goggles, Splash, Indirect venting, lens material: Polycarbonate - coated with anti fog, anti UV, anti scratch, and anti static properties, lens color: Clear, (Uvex S360). Unit of Issue: EA | N/A | N/A | Uvex | 33000-040 |  |  |  | 0 |  | 24
325360 | EA | Goggles, Splash | Safety Supplies | Goggles, Splash, Indirect venting, body of goggle: Green tinted PVC, lens color: Clear (STA-CLEAR), (Sellstrom 88210), (303706-5). Unit of Issue: EA | N/A | N/A | Sellstrom | 33007-242 |  |  |  | 0 |  | 11
571822 | EA | Goggles, Splash | Safety Supplies | Goggles, Splash, Indirect venting, Lens: Clear, Polycarbonate. Unit of Issue: EA | N/A | N/A | VWR | 33001-606 |  |  |  | 0 |  | 10
350868 | EA | Grease, High Vacuum, 976v, 5.3oz | Grease | Grease, High Vacuum, 976v, (103166-3), Size: 5.3 ounce. Unit of Issue: EA | 5.3oz | N/A | Dow Corning Co | 59344-055 |  |  |  | 0 |  | 4
602709 | EA | Gun, Heat, Hand-Portable Heater/Dryer, 93-149c | Dryer | Gun, Heat, Hand-Portable Heater/Dryer, Aluminum Housing, Range: 93 to 149c degrees, 120V, 5A. Unit of Issue: EA | N/A | N/A | VWR | 26404-843 |  |  |  | 0 |  | 2
604220 | EA | Hand Truck, Lightweight Aluminum Fold-up | Carts | Move chemicals, gas cylinders, cartons, etc. Alum. alloy construction. Folds to a compact size for easy storage. Solid rubber wheels make it easy to roll. Handle extends from 28" to 42" high. Flip-down platform size: 14w x 9-1/2"D. Capacity: 220 lbs. | Cap: 220 lbs. | N/A | VWR | 62344-934 |  |  |  | 0 |  | 7
341746 | EA | Handle, Scalpel No. 3 | Scalpels | Handle no 3 For use with BD371310 and BD371110 Bard-Parker Rib-Back* blades Unit of Issue: EA | N/A | N/A | Becton Dickenson | BD-371030 |  |  |  | 0 |  | 5
612685 | EA | Handle, Scalpel No. 5 | Scalpels | This durable handle accommodates No. 10, 11, 12, or 15 Bard-Parker Rib-Back* blades. Handle is shaped to provide a firm grip for entire palm of hand. | 5 | N/A | B-D | 25856-023 |  |  |  | 0 |  | 1
610271 | EA | Handle, Scalpel No. 6 | Scalpels | This durable bakelite handle accommodates Bard-Parker 25860-020 and 25860-122 Rib-Back* blades. Handle is shaped to provide a firm grip for entire palm of hand. (B-D 371060) Unit of Issue: Each | N/A | N/A | B-D | 25856-045 |  |  |  | 0 |  | 5
373045 | EA | Handle, Scalpel, No. 3 | Scalpels | Handle, Scalpel, #3, Stainless Steel, Length: 4". Unit of Issue: EA | 4: Length | Stainless Steel | Sakura Finetek | 25607-947 |  |  |  | 0 |  | 2
604161 | EA | Headband Magnifier, Binocular 2X | Magnifier | For close or precision work requiring visual accuracy. Continuous headband with dial adjustment for comfortable wear. Visor and lens pivot up and out of the way for normal vision when not in use. Fits over regular glasses. Magnifies 2.X w/6" focal length | Adjustable | N/A | VWR | 36968-007 |  |  |  | 0 |  | 5
611596 | EA | Hot Plate Stirrer, Model 575, 120V | Stirrers | Ceramic top for fast, even heating, Heats from 5° Above Ambient to 400°C. Stirs from 60 to 2000 rpm. Top plate: 7-7/8 x 7-7/8". 120V, 50/60Hz, 800W. | N/A | N/A | VWR | 14217-604 |  |  |  | 0 |  | 0
611135 | EA | Hot Plate, Ceramic Top, Series 555 120V | Stirrers | Heats to 400[degree]C. Microprocessor-controlled with heat and time LED displays. 20Lx20Wcm glass-coated stainless steel top plate. 120V, 50/60Hz, 800W. | 30Lx23Dx15Hcm | N/A | VWR | 14217-600 |  |  |  | 0 |  | 3
602369 | EA | Hot Plate/Stirrer, Digital, Aluminum, 120v | Stirrers | Hot Plate/Stirrer, Digital, Control of temperature and speed, Aluminum, Stainless Steel Top Plate, (Thermolyne 721A), Range: 38 - 371c, Speed: 100 - 1200rpm. Unit of Issue: EA | N/A | N/A | Thermolyne Corp | 61847-333 |  |  |  | 0 |  | 1
602704 | EA | Hot Plate/Stirrer, Digital, Porcelain, 120v | Stirrers | Hot Plate/Stirrer, Digital, Control of temperature and speed, Porcelain-coated, Stainless Steel Top Plate, (Thermolyne 721P), Range: 38 - 371c, Speed: 100 - 1200rpm. Unit of Issue: EA | N/A | N/A | Thermolyne Corp | 61847-330 |  |  |  | 0 |  | 2
609329 | PK | Humidity Sponge (Desiccator in a Bag) Indicating | Desiccants | Indicating, Non-Regenerable Humidity Sponge has white Tyvek* on one side and clear polyethylene film on the other side. This desiccator contains cobaltous chloride indicator which changes from blue to pink upon moisture absorption. 40 per PK | N/A | N/A | VWR | 61161-319 |  |  |  | 0 |  | 6
373048 | EA | Hygrometer, Digital, with min/max memory | Hygrometers | Hygrometer, Digital, With min/max memory, Operates on 2 AA 1.5v batteries. Unit of Issue: EA | N/A | N/A | VWR | 35519-047 |  |  |  | 0 |  | 2
373028 | EA | Illumination System, Fibre-Lite 190-1 | Microscope Accessories | Illumination System, Fibre-Lite 190-1, 30w illuminator, for use independtly or with stereo microscopes, convection cooled, three position intensity. Unit of Issue: EA | N/A | N/A | Dolan-Jenner | 41446-076 |  |  |  | 0 |  | 1
604200 | PK | Indicator Strips (pH) Colorphast, 100 per PK | Test Papers | pH-Test Strips (non-bleeding), 0-14, color^B1pH^B0ast*, pH 0-14, 100 per PK | pH 0-14 | N/A | EM Science | EM-9590-3 |  |  |  | 0 |  | 5
597128 | PK | Indicator Strips, pH, 4.0 to 7.0, 100 per pk | Test Papers | Indicator Strips, pH, Narrow, Range: 4.0 to 7.0, 100 per pack. Unit of Issue: PK | N/A | N/A | EM Science | EM-9582-3 |  |  |  | 0 |  | 3
597129 | PK | Indicator Strips, pH, 6.5 to 10, 100 per pk | Test Papers | Indicator Strips, pH, Narrow, Range: 6.5 to 10, 100 per pack. Unit of Issue: PK | N/A | N/A | EM Science | EM-9583-3 |  |  |  | 0 |  | 3
612750 | CS | Individual PCR Tubes | Tube | Polypropylene tubes feature a thin wall and are designed for precise fit in heat blocks, to ensure fast, uniform heat transfer. The 0.6mL tubes are compatible with all 0.5mL heat blocks. Autoclavable at (121C).DNase and RNase free. Nonsterile. | N/A | N/A | Costar (General Labware) | 29442-340 |  |  |  | 0 |  | 2
611295 | EA | Inlet Adapter 24/40 for No. 2 Hose | Adapters | Used as a vent or for the introduction of pressure/vacuum. Hose Joint: 24/40 Hose Conn: No. 2 Apprx. overall height: 80mm | N/A | N/A | Kontes Glass Co | KT183000-2440 |  |  |  | 0 |  | 4
597130 | CS | Inoculating Loops and Needles, Sterile, Disp.,10uL | Loops | Inoculating Loops and Needles, Sterile, Disposable, Size: 10uL, Color: Yellow, 1000 per case (in packs of 25). Unit of Issue: CS | 10uL | N/A | VWR | 60872-406 |  |  |  | 0 |  | 3
612706 | EA | Jar, Pyrex* brand Plain Cylindrical Jar 7.5L | Jars | Mold-blown with substantial walls for mechanical strength. The open end of the 6" diameter size is fire polished while all other sizes have the open end ground. NOTE: **Not for use with heat, pressure or vacuum applications** Corning #6942-7L | 7.5L Capacity | N/A | Corning | 36360-100 |  |  |  | 0 |  | 1
610227 | CS | Jar, Straight-Sided, Clear Glass w/Caps | Jars | Recommended for semivolatiles, pesticides and metals. Level 1 (EPA) Bottles washed in cleaning procedure "A" and oven dried. Bottle Type: Short, Cap: Solid top cap with teflon liner. Size: 500mL (16 oz) Cap Size: 89mm 12 per Case. | 500mL | Glass | Eagle Picher | EP132-16C |  |  |  | 0 |  | 11
609102 | PK | Jar, Straight-Sided, Wide Mouth Pk-12 125ml | Jars | For storing, collecting lab supplies & specimens. Translucent with excellent chemical resistance. Linerless 70mm closures. Leakproof. Autoclavable (Remove closure before autoclaving, or set on top of jar at an angle without engaging threads) 125ml 12PK | 125ml | Polypropylene | Nalge Company | 36319-580 |  |  |  | 0 |  | 1
612649 | CS | Jug, I-CHEM 100 Amber Glass w/Cap 4L, 4/CS | Jugs | For use in the analysis of semivolatiles, pesticides, PCBs and metals. Excellent for UV light-sensitive liquid samples. I-CHEM 100 series for general use. Not Processed or Certified. 4 per CS | 4L | N/A | I-Chem Research | IR145-4000 |  |  |  | 0 |  | 2
611115 | CS | Jug, TraceClean* Amber Glass Jugs w/Cap 6/CS | Jugs | For use in semivolatiles, pesticides and PCBs analyses. Amber jugs with Teflon* resin-lined caps. Not Precleaned (NPC) Cap size: 38-430. Capacity: 2360mL (80 oz) 6 per Case | 2360mL | Amber Glass | VWR | 15900-100 |  |  |  | 0 |  | 1
611441 | CS | Jug, TraceClean* Amber Glass w/Cap 4/CS | Jugs | Not Precleaned (NPC). For use in semivolatiles, pesticides, and PCBs analyses. Amber jug (bottle) with Teflon* resin-lined caps. Cap size: 38-430 Capacity: 128 oz (4000mL) 4 per Case | 4000mL | N/A | VWR | 15900-102 |  |  |  | 0 |  | 6
350352 | EA | Kimwipe Holder F/21905-025 Vp160 | Wipers | Kimwipe Hold F/21905-025 Vp160 Unit of Issue: EA | N/A | N/A | Oxford Labware | 21907-133 |  |  |  | 0 |  | 1
613052 | CS | Kit, Biohazard Starter, 8QT, 2Gal Cont.100 bag/CS | Disposal | Kit, Biohazard Starter, 8 QT (2Gallon) Container w/100 Autoclavable orange bags per Case, Bag Size: 14 x 19IN, Unit of Issue: Case | N/A | N/A | VWR | 14221-160 |  |  |  | 0 |  | 1
503420 | EA | Knife Set, Safety Grip | Tools | Knife, Set, Safety Grip, Complete with 8 handles, 44 sharp blades, and an aluminum oxide wet/dry sharpening stone w/carrying case | N/A | N/A | VWR | 36394-000 |  |  |  | 0 |  | 3
341763 | PK | Lab Scoop | Scoop | For convenient handling of small amounts of material. One-piece construction. Pointed end is useful for digging salts out of bottles and for tapping off small amounts onto balance pans. 12 per PK | 6.5" Length | Stainless Steel | Lamson & Goodnow Co | 57952-162 |  |  |  | 0 |  | 4
602721 | EA | Labtool, VWR Original, Compact, Folding Multi-tool | Tools | Labtool, VWR Original, Compact, Folding Multi-tool, Stainless Steel, Length: 4" (closed); Ten tools-in-one: large/small slot screwdrivers, large/small phillips screwdrivers, knife blade, file, ruler, scraper, needlenose pliers, grippers,and wire cutters. | N/A | N/A | VWR | 61161-376 |  |  |  | 0 |  | 5
606931 | EA | Lamp Bracket, Horizontal for Lamp JIT # 606928 | Lamps | Horizontal bracket holds lamp fixture vertically on a work bench, table or other horizontal surface. Deep throat ensures stability. Brackets supplied without screws. | N/A | N/A | Luxo | 36523-000 |  |  |  | 0 |  | 1
606930 | EA | Lamp Bracket, Vertical for Lamp JIT # 606928 | Lamps | Vertical bracket screws to any wall or partition to support lamp fixture vertically. Bracket supplied without screws. | N/A | N/A | Luxo | 36522-008 |  |  |  | 0 |  | 1
606928 | EA | Lamp, Adjustable Extension (Flex-arm) Lamp | Lamps | Complete with 7' long three-wire cord, clamp for mounting to horizontal surfaces, and 60W incandescent light bulb. Provides glare-free illumination with 360° sweep in 45" radius. Total reach of 45", arm tube is 18" long. 115V, 60 Hz, Color: Gray | N/A | N/A | Luxo | 36520-046 |  |  |  | 0 |  | 2
603829 | EA | Lamp, Halogen Replacement Bulb, 150w | Microscope Accessories | Halogen replacement bulb for use with Fibre-lite Illumination Systems Dolan-Jenner 181-1 | 150 watt | N/A | Dolan-Jenner | 41446-070 |  |  |  | 0 |  | 28
373027 | EA | Lamp, Halogen, Replacement Bulb, 30w | Microscope Accessories | Lamp, Halogen, Replacement, Size: 30 watt, for use with Fibre-lite Illumination System 190-1. Unit of Issue: EA | 30w | N/A | Dolan-Jenner | 41446-084 |  |  |  | 0 |  | 6
466995 | EA | Lamp, Ultra Violet , SW, LW UL, UVGL255115V | Inspection Supplies | Lamp, Ultra Violet, SW, LW, UL, UVGL255115V Unit of Issue: EA | N/A | N/A | UVP | 36585-065 |  |  |  | 0 |  | 3
611058 | EA | Lamp, UVGL 25, Mineralight, 220V | Lamps |  | N/A | N/A | UVP | 74670-020 |  |  |  | 0 |  | 0
602527 | EA | Level, for leveling balances, scales, etc., 1" dia | Balances | Level, for leveling Balances, scales and other lab instruments, Size: 1" diameter, Nickel-plated case. Unit of Issue: EA | N/A | N/A | VWR | 36680-009 |  |  |  | 0 |  | 4
611291 | CS | Liebig Condensers, 300mm Jacket Length 4/CS | Condensers | For applications in vacuum distillations. With outer [ST] joint at the top and inner [ST] joint at the bottom, with drip tip. Tubulation O.D. is approx 10 mm. [ST] Joint # 24/40 (Corning # 2400-300) | 300mm | N/A | Pyrex | 23132-102 |  |  |  | 0 |  | 1
607763 | EA | Light Box, Mini 6V, DC | Light Boxes | Compact; saves precious bench space. Lightweight for portability. Stores in a drawer. Comes with removable counting grid. Battery operated. 6V DC uses 4 "C" batteries. (AC Adapter for this unit is JIT #607764) Viewing area: 5x4" Size: 6-1/4x5-3/8x1-3/4" |  | N/A | Bel-Art Products | 54848-302 |  |  |  | 0 |  | 1
350343 | EA | Liqui-Nox Detergent 1qt | Cleaning Aids | Liqui-Nox Detergent 1qt Unit of Issue: EA | 1qt | N/A | Alconox Inc | 21837-005 |  |  |  | 0 |  | 6
602624 | EA | Magnet, Medium "C" Shaped | Magnets | Alnico Magnet. Small size "C" shaped magnet cast from a special aluminum-nickel-cobalt alloy. Resistant to demagnetization from shocks. Retain magnetism at temperatures up to 648[degree]C. With keeper bar. 44.5Wx38.1Hmm. | 44.5 x 38.1mm |  | Permanent Magnet Co. Inc. | 36923-009 |  |  |  | 0 |  | 1
602488 | EA | Magnifier, Hastings Triplet, 20X Mag. | Magnifier | Magnifier, Hastings Triplet, Aplanatic magnifier, Three separate lens bond to form compound lens, No color distortion, Focal length: 13mm, Work distance: 11.2mm, Magnification: 20X. Unit of Issue: EA | N/A | N/A | Bausch & Lomb | 36955-082 |  |  |  | 0 |  | 1
607412 | EA | Magnifier, Illuminated Hand Held | Magnifier | 2-3/4" Magnifier is 2X with 4X spot. Provides sharp, distinct images and vivid enhancement of surface details. High power, lighted magnification for precision work. Supplied with "AA" batteries. | N/A | N/A | VWR | 36934-115 |  |  |  | 0 |  | 11
363542 | EA | Magnifier, Illuminated, 10X | Magnifier | Magnifier, Illuminated, 10 power, Built-in light source gives direct illumination, Requires 2 AA batteries, Bausch & Lomb 81-34-34. Unit of Issue: EA | N/A | N/A | Bausch & Lomb | 36933-002 |  |  |  | 0 |  | 32
354001 | EA | Magnifier, Pocket Folding, 2 lens, 3X to 7X | Magnifier | Magnifier, Pocket Folding, (Bausch & Lomb #81-23- 63), 2 Lens, Lens Size: 1.4" (37mm), Power: 3X to 7X, Diopters: 12D to 28D. Unit of Issue: EA | N/A | N/A | Bausch & Lomb | 36926-939 |  |  |  | 0 |  | 5
478837 | CS | Mats, LoCount, Straight Edge White 18 x 45" 3CS | Mats | Adhesive Floor Mat, VWR Locount*, Straight Edge, White, For contaminant removal from shoe soles prior to entering lab. 3 per Case, Size: 18x45" Unit of Issue: Case | 18 x 45" | N/A | VWR | 21924-160 |  |  |  | 0 |  | 3
604228 | CS | Mats, Multi-Layer Floor Mats (Tacky Mats) 18 x 36" | Mats | 30-Layer Mat (30 Sheets per Mat), Color: White, Adhesive-coated floor mats. Straight-edged mats have an antimicrobial agent to assure long-lasting protection from mildew, bacteria, and mold. Leach resistant and non-toxic. 8 per Case | 18 x 36" | N/A | VWR | 21924-106 |  |  |  | 0 |  | 2
608008 | EA | MDL 6175 PH/COND/ORP/TEMP | Meters |  | N/A | N/A | Thermo Orion | 14218-354 |  |  |  | 0 |  | 1
611087 | EA | Meter, pH Meter Probe and Field Kit | Meters | Model 635 Meter and 6175 Kit | N/A | N/A | Thermo Orion | 14218-268 |  |  |  | 0 |  | 1
611106 | EA | Meter, Benchtop pH/mV/Temperature (Model 550A) | Meters | pH/mV/Conductivity/Salinity/TDS/Resistivity/Temperature Meter, Model 550A. Advanced Benchtop pH Meter. 110V with pH Electrode and Conductivity Cell. 24 Hour Clock. Simultaneous pH, Conductivity, and Temperature in Large, Easy-to-read | N/A | N/A | Thermo Orion | 34105-280 |  |  |  | 0 |  | 1
611200 | EA | Meter, QuiKcheK* 114 TDS Pocket Meter | Meters | Built-in auto temp. compensation, large LCD display, push-button keypad. Removable protective cap attaches to top of meter. Range: 10000 ppm Resolution: 100 ppm Size: 5-7/8 x 1-3/4" | N/A | N/A | Orion Research Inc | 34104-166 |  |  |  | 0 |  | 1
597226 | CS | Micro Cent Rainbow Tube, 500 per cs | Tube | Microcentrifuge Tubes Rainbow Tube, Size:1.7ml, 500 per case. Unit of Issue: CS | 1.7ml | Polypropylene | Costar (General Labware) | 29443-262 |  |  |  | 0 |  | 4
597225 | CS | Micro Cent Tube, Clear, 500 per cs | Tube | Microcentrifuge Tube, Size:1.7ml, 500 per case. Unit of Issue: CS | 1.7ml | Polypropylene | Costar (General Labware) | 29443-259 |  |  |  | 0 |  | 24
495064 | EA | Micro Centrifuge, Model 5415C CSA | Centrifuge | Micro Centrifuge, Model 5415C CSA 115V, 60Hz, 250W. Capacity: 18 x 1.5–2.0 mL Unit of Issue: EA | N/A | N/A | Eppendorf | 20901-051 |  |  |  | 0 |  | 1
452771 | OZ | Micro Cover Glass, No. 2 Square | Microscope Accessories | Micro Cover Glass, No. 2 Square. Packaged in 1oz. boxes. Unit of Issue: EA | 22 x 22mm | N/A | VWR | 48373-040 |  |  |  | 0 |  | 2
421786 | OZ | Micro Cover Glasses, Rectangular | Microscope Accessories | Micro Cover Glass, Rectangular, No 1-1/2 Size: 22x30 Unit of Issue: Ounce | 22 x 30mm | N/A | VWR | 48393-150 |  |  |  | 0 |  | 1
602584 | EA | Micro Probe Set | Parts Handling | precision-ground, highly-polished, hardened and tempered stainless steel instruments are designed for quality control and experimental requirements. 6 different shaped probes, supplied in a carrying case | 6" Length | Stainless Steel | VWR | 25939-958 |  |  |  | 0 |  | 2
341770 | PK | Micro Slide, Plain pk-72 75x50 | Slides | Microslide plain. For use in nonsterile cytology and pathology applications. pk-72 75x50mm Unit of Issue: PK | 3 x 2" | Glass | Corning Instruments | 48300-207 |  |  |  | 0 |  | 9
600842 | PK | Micro Spatula, 4 sizes per pk, color coded | Spatulas | Micro Spatula, for all micro samples, Stainless Steel Blade, 4 Pack includes 4 different sizes (0.1mm, 0.3mm, 0.5mm, and 1.0mm) (0.004, 0.01, 0.02, and 0.04"), Handles are color coded blue, white, green & red for easy identification. Unit of Issue: PK | Length: 6cm | N/A | VWR | 57951-010 |  |  |  | 0 |  | 2
602337 | EA | Micrometer, Stage, Glass, Ruled to 0.01mm |  | Micrometer, Stage, Glass, Ruled to 0.01mm. Unit of Issue : EA | N/A | N/A | Leica Inc. | 41416-123 discontinued? |  |  |  | 0 |  | 1
612502 | EA | Micropipettor, Variable Volume 50-200µL | Pipettors | VWR* 821 Micropipettor. Accurate, calibrated micropipettors feature adjustable volume across the entire range by rotating the plunger and reading the volume on the circular vernier. Separate buttons for dispensing and tip ejection. Narrow body design. | 50-200µL | N/A | VWR | 53499-376 |  |  |  | 0 |  | 1
612600 | PK | Microscope Slide 1 Cavity (Well), 12 per PK | Slides | NULL | N/A | N/A | Pacific Scientific Supplies | WL8117C |  |  |  | 0 |  | 1
603810 | EA | Microscope Slide, Quartz | Slides | Ground and polished clear microscope slide, 1mm thick | 75 x 25mm | N/A | Chemglass Inc. | 80063-854 |  |  |  | 0 |  | 15
440469 | GS | Microscope Slides, Frosted End Size: 75x25MMx1MM | Slides | MicroSlides, Frosted End, Size: 75x25mm X 1mm, (10 gross in a case), Unit of Issue: Gross | 3 x 1" | N/A | VWR | 48312-002 |  |  |  | 0 |  | 3
341818 | PK | Micro-Spoon, Stainless Steel, Length: 22.8cm, 3pk | Spatulas | Micro-Spoon, Stainless Steel, Glazed Finish, Spoon on one end and a keen edged spatula on the other, Length: 22.8cm (9"), 3 per pack. Unit of Issue: PK | 9" Length | N/A | Ontario Knife Co | 57952-253 |  |  |  | 0 |  | 1
610295 | EA | Mixer, Vortex-Genie 2 Mixer, 120V, 60Hz | Mixers | For use with flasks, beakers, microwell plates and test tubes. Rugged design allows for use in incubators and cold rooms. Convenient three-position power switch provides the option of continuous action or "touch-on" control. Unit of Issue: EA | N/A | N/A | Scientific Industries | 58815-234 |  |  |  | 0 |  | 2
354027 | EA | Monitor, Digital Humidity, "Always On" | Hygrometers | Monitor, Digital Humidity, "Always On" (there is no off switch on unit), Unit makes continuous readings, Reads from 25 to 95% relative humidity, Reads from -58.0 to 158.0 deg farenheit, Reads from -50.0 to 70.0 deg cent. Unit of Issue: EA | N/A | N/A | VWR | 35519-048 |  |  |  | 0 |  | 2
599700 | EA | Mortar and Pestle Set, 19mm x 40mm x 37mm |  | Mortar and Pestle Set, Agate, Both have highly polished grinding surfaces, Mortar is octagonal. Unit of Issue: EA | N/A | Agate | VWR | 50410-026 |  |  |  | 0 |  | 2
421420 | CS | Multi UltraPlate, Rigid PCR, | Plates | Multi Ultra Plates, Rigid PCR, 0.2ml, Color: Red, 1 Pack of 25=25 Unit of Issue: PK | 0.2mL | N/A | Sorenson Bioscience | 53550-038 |  |  |  | 0 |  | 1
607765 | EA | Multimeter, Digital Fluke Model 77 | Meters | For measuring AC/DC volts, ohms and AC/DC current. Automatic Touch-Hold* that captures reading, beeps and locks it on display for later viewing; an audible continuity/diode test; and auto selection of range. Max. voltage 1000V, Max. Amps: 10A | N/A | N/A | Fluke | 26984-056 |  |  |  | 0 |  | 3
602120 | EA | Multimeter, Digital, Auto-Range, 1.0mV - 400V | Meters | Multimeter, Digital, Auto-Range (automatically selects proper range), Range: 1.0mV to 400V, Sampling rate is twice a second. Unit of Issue: EA | N/A | N/A | VWR | 26983-175 |  |  |  | 0 |  | 3
351007 | PK | Needle, Disp pk-100 30gx1/2 | Syringes | Single-Use Specialty Needles, Disp pk-100 30gauge x 1/2 Unit of Issue: PK | 30gx1/2 | N/A | Becton Dickenson | BD305106 |  |  |  | 0 |  | 2
351012 | CS | Needle, Disp. Cs-1000 18gx1-1/2 | Syringes | Single-Use Specialty Needles, Disp. Cs-1000 18gauge x 1-1/2 Unit of Issue: CS | 18gx1-1/2 | N/A | Becton Dickenson | BD305196 |  |  |  | 0 |  | 1
351013 | PK | Needle, Disp. Pk100 16gx1-1/2in | Syringes | Single-Use Specialty Needles, Disp. Pk100 16gauge x 1-1/2in Unit of Issue: PK | 16gx1-1/2in | N/A | Becton Dickenson | BD305198 |  |  |  | 0 |  | 4
351011 | PK | Needle, Disp. Pk-100 20gx1-1/2 | Syringes | Single-Use Specialty Needles, Disp. Pk-100 20gauge x 1-1/2 Unit of Issue: PK | 20gx1-1/2 | N/A | Becton Dickenson | BD305176 |  |  |  | 0 |  | 1
351010 | PK | Needle, Disp. Pk-100 21gx1-1/2 | Syringes | Single-Use Specialty Needles, Disp. Pk-100 21gauge x 1-1/2 Unit of Issue: PK | 21gx1-1/2 | N/A | Becton Dickenson | BD305167 |  |  |  | 0 |  | 5
351008 | PK | Needle, Disp. Pk-100 25gx5/8 | Syringes | Precision Glide Needles Single Use. Regular Bevel. 25G 5/8". Sterile, Disp. Pk-100 25gx5/8 Unit of Issue: PK | 25gx5/8 | N/A | Becton Dickenson | BD305122 |  |  |  | 0 |  | 5
495076 | PK | Needle, Syringe, Disposal 22GX1 100PK | Syringes | Precision Glide Needles Single Use. Regular Bevel. 22G 1". Sterile, Syringe, Disposable 100 per Pack ( 10 Packs per Case.) Unit of Issue: Pack | N/A | N/A | Becton Dickenson | BD305155 |  |  |  | 0 |  | 2
350354 | EA | Nivea Moisturizing Lotion 8oz | Handcare | Nivea Moisturizing Lotion 8oz Unit of Issue: EA | 8oz | N/A | Beiersdorf | 21908-748 |  |  |  | 0 |  | 10
350673 | EA | Notebook, Laboratory, 1/4" Grid Regular Paper | Stationery | Notebook, Lab Regular Paper Pg, 1/4" Grid, Brown Cover Unit of Issue: EA | N/A | N/A | Nalge Company | 51280-108 |  |  |  | 0 |  | 12
612447 | CS | Notebook, Spiral, College Ruled for Cleanroom | Stationery | For cleanroom use. Translucent, high-density polyethylene covers and plastic spiral binders. With TexWrite 30 heavy-weight, opaque cleanroom paper with low-sodium, low-calcium rules. Lay-flat design, individually wrapped. 20 pks per Case, UM is Case | 3 x 5" | N/A | Texwipe | TWTX5842 |  |  |  | 0 |  | 1
612448 | CS | Notebook, Spiral, College Ruled for Cleanroom | Stationery | Designed for cleanroom use. Translucent, high-density polyethylene covers and plastic spiral binders. TexWrite 30 heavy-weight, opaque cleanroom paper with low-sodium, low-calcium rules. Lay-flat design, individually wrapped. 10 per PK, UM is Case | 8-1/2 x 11" | N/A | Texwipe | TWTX5840 |  |  |  | 0 |  | 3
612331 | CS | Notebook, Spiral, College Ruled, Texwrite 30 Clean | Stationery | Notebook, Spiral, College Ruled, Texwrite 30 Cleanroom, Pk/10; Unit of Issue: CS | 5.5X8.5 in | polypropylene | Texwipe | TWTX5841 |  |  |  | 0 |  | 2
494815 | EA | Nutator Mixer, Model 421105 | Shakers | Nutator Mixer, Model 421105, Unit of Issue: EA | N/A | N/A | Clay Adams | 15172-203 |  |  |  | 0 |  | 1
350775 | EA | Oil, Vacuum Pump, Duo-Seal 1gl | Pump Accessories | Oil, Vacuum Pump, Duo-Seal 1gl Unit of Issue: EA | 1gl | N/A | Welch Vacuum Technologies | 54996-230 |  |  |  | 0 |  | 1
612066 | EA | Oily Waste Can, Justrite* | Can | Essential wherever solvent cloths and wiping rags are used. Can remains closed when not in use. When operated by hand or foot lever opening device, the cover opens to a 60° angle and closes automatically when released. UL listed. FM approved. | 6 Gal. (22.7L) | Steel Construction | Justrite | 56610-539 |  |  |  | 0 |  | 7
610246 | EA | Oven, Microprocessor-Controlled Vacuum Oven 110V | Ovens | Unit features 1/4" O.D. vent tubing and 3/8" O.D. vacuum tubing for applications requiring back-fill or purging of introduced inert gases. Stainless steel interior. Chamber capacity: 0.6 cu. ft. Temp Range: 40 to 325°C. 110V, 550W, 4.6A | N/A | N/A | VWR | 52201-510 |  |  |  | 0 |  | 3
609199 | EA | Pail, Air-Tight (Bucket) with Lid and Handle | Container | Close-fitting, airtight covers make these pails useful for specimens, storage and general utility. Complete with lid and handle. LDPE construction is suitable for use with formalin. Handle is a nylon-coated wire bail. 14 quart Capacity. Height: 12-3/4" | 13.2L Capacity | Low-Density Polyethylene | Nalgene | 17308-044 |  |  |  | 0 |  | 2
523556 | EA | Pan, (Tray) High-Density Polyethylene | Trays | High-density poly pan is rigid and durable. Use for soaking labware or as an ice bath, with carrying handles. (Nalge #7120-0020). Unit of Issue: EA | 16.5 x 13 x 5 | Polyethylene | Nalge | 62662-886 |  |  |  | 0 |  | 1
350943 | EA | Pan, Sterilizing | Trays | Tray, Pan, Polypropylene, Sterilizing, Autoclavable, Size: 36cm x 31cm x 14cm (14" X 12" X 5.5"), Nalge #6900-0010. Unit of Issue: EA | N/A | Polypropylene | Nalge Company | 62662-026 |  |  |  | 0 |  | 4
612242 | CS | Paper Pad, Texwrite 22, Recording Graph Paper | Stationery | Paper, Texwrite 22, Recording Graph, 8.5"X11", .5" Quadrille, Top Bound, Pre-Punched, 50-Sheet Pads, 10 Pads, CS/500; Unit of Issue: CS | 8.5 x 11" | N/A | Texwipe | TWTX5805 |  |  |  | 0 |  | 1
612826 | PK | Paper Rolls for Media Clave Printer, Thermal Paper | Stationery | Pack of 5 rolls. For use with MediaClave Automatic Media Preparer, Integra. (Integra #135 155) | N/A | N/A | Integra | 37001-813 |  |  |  | 0 |  | 4
350671 | CS | Paper, Absorbent, 20" x 300' | Paper | Paper, Absorbent, Size: 20" x 300', 2 per case. Unit of Issue: CS | 20" x 300' | N/A | R Sabee Co | 51138-500 |  |  |  | 0 |  | 1
350456 | PK | Paper, Filter, Whatman #1, 7cm, 100pk | Filter | Paper, Filter, Whatman #1, 7cm , 100 per pack. Unit of Issue: PK | 7cm | N/A | Whatman Lab Products | 28450-070 |  |  |  | 0 |  | 6
350457 | PK | Paper, Filter, Whatman #1, 9cm, 100pk | Filter | Paper, Filter, Whatman #1, 9cm, 100 per pack. Unit of Issue: PK | 9cm | N/A | Whatman Lab Products | 28450-081 |  |  |  | 0 |  | 12
551194 | PK | Paper, Filter, Whatman #41, 7cm, 100pk |  | Paper, Filter, Whatman #41, 7cm, 100 per pack. Unit of Issue: PK | 7cm | N/A | Whatman | 28478-002 |  |  |  | 0 |  | 4
325485 | PK | Paper, Filter, Whatman #42, 11cm, 100pk | Filter | Paper, Filter, Whatman #42, Ashless, 11cm, 100 per pack, (260474-8). Unit of Issue: PK | 11cm | Paper | Whatman | 28480-106 |  |  |  | 0 |  | 3
325486 | PK | Paper, Filter, Whatman #42, 18.5cm, 100pk | Filter | Paper, Filter, Whatman #42, Ashless, 100 per pack, (260476-4). Unit of Issue: PK | 18.5cm | Paper | Whatman | 28480-161 |  |  |  | 0 |  | 4
325488 | PK | Paper, Lens Tissues | Safety Supplies | Clean safety glasses and goggles, microscope lens, and more with no scratching. Dust-free lens tissues are ideal for use with liquid cleaners. PK-Book of 10 contains 50 sheets (JPL Item Nbr:260478-0) | 4 x 6in | Paper | VWR | 52846-001 |  |  |  | 0 |  | 3
612244 | CS | Paper, Texwrite, 22 Heat Resistant, Photocopy Bond | Stationary | Multi-purpose cellulose paper is saturated with synthetic latex to reduce the risk of particle generation, Texwrite 22 Heat Resistant Photocopy Bond, 8.5 x 11", 3-Hole Punched, Light Blue Color, 250 Sheet Ream, 10 Rms per CS; Unit of Issue: CS | 8.5 x 11" | Cellulose Paper | Texwipe | TWTX5816 |  |  |  | 0 |  | 2
612338 | PK | Paper, Texwrite, 22 Heat Resistant, Photocopy Bond | Stationary | Paper, Texwrite, 22 Heat Resistant, Photocopy Bond, 8.5"X11", Lt Blue, 250 Sheet Ream, 10 Rms/CS; Unit of Issue: PK | 8.5X11" | N/A | Texwipe | TWTX5812 |  |  |  | 0 |  | 10
350161 | PK | Paper, Weighing, 3" x 3", 500pk | Balances | Paper, Weighing, 3" x 3", 500 per pack. Unit of Issue: PK | 3" x 3" | Paper | Raylabcon | 12578-121 |  |  |  | 0 |  | 2
325492 | PK | Paper, Weighing, 6" x 6", 500pk | Balances | Paper, weighing, Size: 6" x 6", (JPL Index #260486-1), 500 per pack. Unit of Issue: PK | 6" x 6" | Paper | VWR | 12578-201 |  |  |  | 0 |  | 1
341783 | EA | Parafilm M rl-4inx125ft | Wrapping | Parafilm rl-4inx125ft Unit of Issue: EA | 4 in x 125 ft | N/A | American Can Co | 52858-000 |  |  |  | 0 |  | 1
341784 | EA | Parafilm M rl-4inx250ft | Wrapping | Parafilm rl-4inx250ft Unit of Issue: EA | 4 in x 250 ft | N/A | American Can Co | 52858-032 |  |  |  | 0 |  | 1
350683 | PK | Pen, Biotech Marker VWR Black Pk10 | Stationery | Pen, Biotech Mark Fine VWR Black permanent ink. Pk10 Unit of Issue: PK | Fine Point | N/A | Precision Dynamics Corp | 52877-450 |  |  |  | 0 |  | 1
350681 | PK | Pen, Lab Marker Fine, VWR Assorted Pk-10 | Stationery | Pen, Lab Marker, VWR Assorted Colors Pk-10 Unit of Issue: PK | Fine Point | N/A | Precision Dynamics Corp | 52877-300 |  |  |  | 0 |  | 2
350680 | PK | Pen, Lab Marker X-Fine, VWR, Black Pk-10 | Stationery | Pen, Lab Marker Extra Fine Point, VWR, Black Pk-10 Unit of Issue: PK | XFine Point | N/A | Precision Dynamics Corp | 52877-150 |  |  |  | 0 |  | 2
578302 | EA | Pen, Replacement for Colony Counting System, Black | Stationery | Pen, Replacement, Black, for Monostat Colony Counter #81-520-000, (Bel-Art Product #H37852-0100). Unit of Issue: EA | N/A | N/A | Bel-Art Products | 54848-298 |  |  |  | 0 |  | 6
578303 | EA | Pen, Replacement for Colony Counting System, Red | Stationery | Pen, Replacement, Red, for Monostat Colony Counter #81-520-000, Pen fits a hand held digital counter (Bel-Art Product #H37862-0150). Unit of Issue: EA | N/A | N/A | Bel-Art Products | 54848-300 |  |  |  | 0 |  | 6
604210 | EA | Petri Dish Dispensing Rack, 3 Stack Capacity | Dish | Petri dishes are easily dispensed one at a time from the bottom of this epoxy-coated steel wire rack. Each rack holds twenty 10cm dia. dishes per stack. | 14.5x32x28cm | N/A | Scienceware | 25405-228 |  |  |  | 0 |  | 10
611199 | EA | pH Meter, QuiKcheK* Pocket pH Meter | Meters | Compact & lightweight. Built-in auto temp. compensation, LCD display, push-button keypad. Protective cap attaches to top of meter. Size: 5-7/8 x 1-3/4" | 0.0 - 14.0pH | N/A | Orion Research Inc | 34104-150 |  |  |  | 0 |  | 1
350604 | EA | pH Storage Solution 475ml | Electrodes | pH Storage Solution 475ml for all pH electrodes. Unit of Issue: EA | 475ml | N/A | Millers Forge | 34108-041 |  |  |  | 0 |  | 1
350707 | EA | Pipet Filler, Blue, VWR | Pipet Accessories | Pipet Filler, Blue, VWR Unit of Issue: EA | N/A | N/A | Fischer Technical Co | 53497-086 |  |  |  | 0 |  | 1
611113 | EA | Pipet Filler, Green | Pipet Accessories | Pipet fillers do away with the frequently hazardous practice of drawing liquids into pipets by mouth. They work safely with toxic, infectious, odoriferous, radioactive, corrosive, or sterile liquids. For use with pipets of 1mL to 45mL. | N/A | Natural Rubber | VWR | 53497-111 |  |  |  | 0 |  | 1
350705 | EA | Pipet Filler, Red, VWR | Pipet Accessories | Pipet Filler, Red, VWR Unit of Issue: EA | N/A | N/A | Fischer Technical Co | 53497-053 |  |  |  | 0 |  | 1
350706 | EA | Pipet Filler, Red, VWR (Flip*) | Pipet Accessories | Pipet Filler, Red, VWR (Flip*) Unit of Issue: EA | N/A | N/A | Fischer Technical Co | 53497-055 |  |  |  | 0 |  | 1
350720 | EA | Pipet Pump, Fast-Release, Blue | Pipet Accessories | Fast-Release Pipet Pump* II, Blue, VWR 2ml Unit of Issue: EA | 2mL | N/A | Bel-Art Products | 53502-251 |  |  |  | 0 |  | 1
350721 | EA | Pipet Pump, Fast-Release, Green | Pipet Accessories | Fast-Release Pipet Pump* II, Green VWR 10ml Unit of Issue: EA | 10mL | N/A | Bel-Art Products | 53502-253 |  |  |  | 0 |  | 1
350722 | EA | Pipet Pump, Fast-Release, Red | Pipet Accessories | Fast-Release Pipet Pump* II, Red, VWR 25ml Unit of Issue: EA | 25mL | N/A | Bel-Art Products | 53502-255 |  |  |  | 0 |  | 1
604075 | CS | Pipet Tips, Ultra Micro Eppendorf Envirotips, 2.5µ | Pipettor Tips | For use with Eppendorf 2000 and 2001 series pipettors. Envirotip packaging offers the convenience of 8x12 format racks for use with single and multi-channel pipettors. Racks use 60% less plastic waste. | 2.5µ | N/A | Brinkman Instruments | 53511-590 |  |  |  | 0 |  | 2
436158 | PK | Pipet Tips, Universal Fit Bevel Point, Blue Tip | Pipettor Tips | Pipet Tips, Universal Fit Bevel Point, Blue Tip 200-1000 ul Sterile, Size: 100'Hinged Box Rack, Unit of Issue: PK | N/A | N/A | VWR | 53508-830 |  |  |  | 0 |  | 1
350726 | PK | Pipet Tips, Universal Fit Bevel Point, Yellow Tip | Pipettor Tips | Sterile, Yellow tips, Package = 10 ea 96/Hinged rack (Pk960) 200ul Unit of Issue: PK | 1-200ul | N/A | Labcon Inc | 53508-794 |  |  |  | 0 |  | 2
608112 | CS | Pipet, Disposable Pasteur 1,000 per Case | Pipets | Pasteur pipets provide all-around chemical resistance, durability and uniform volume transfers. Specifically designed for proper wall strength to help prevent accidental breakage. With constriction for cotton plug (not suplied). Ends are square cut. | 5-3/4" | Borosilicate Glass | VWR | 53283-911 |  |  |  | 0 |  | 1
608113 | CS | Pipet, Disposable Pasteur 1,000 per Case | Pipets | Pasteur pipets provide all-around chemical resistance, durability and uniform volume transfers. Specifically designed for proper wall strength to help prevent accidental breakage. With constriction for cotton plug (not suplied). Ends are square cut. | 9" length | Borosilicate Glass | VWR | 53283-915 |  |  |  | 0 |  | 4
436153 | CS | Pipet, Disposable Serological, Sterile, Plugged | Pipets | Pipet, Disposable Serological, Polystyrene, Sterile, Plugged, Color coded: Orange, 200 CS Size: 10ml, Unit of Issue: Case | 10mL | Polystyrene | VWR | 53283-708 |  |  |  | 0 |  | 10
602697 | PK | Pipet, Disposable Transfer, Graduated 500/PK | Pipets | Pipet, Disposable Transfer, Polyethylene, Sterile, Graduated, Capacity: 7.0ml, Draw: 3.2ml, Length: 15.0cm, Corning 225-20S, 500 per pack. Unit of Issue: PK | 7ml | Polyethylene | Corning | 14670-201 |  |  |  | 0 |  | 1
373722 | PK | Pipet, Dropper, Medicine Type, 2ml | Pipets | Pipet, Dropper, Glass w/rubber bulb,Size: 2ml, Tube Length:3", (260496-9), 12 per pk. Unit of Issue: PK | 2ml | Glass | Ginsberg Scientific | 52950-082 |  |  |  | 0 |  | 59
602654 | CS | Pipet, Serological, Disposable, Sterile, Plugged | Pipets | For sterile serological and tissue culture applications, Easy-to-read black ascending and descending graduations simplify fluid measuring and dispensing. Feature negative graduations for extra working volume, Ind. wrapped, 200 per Case | 25ml | Polystyrene | Becton Dickinson Labware-Falcon | 53106-195 |  |  |  | 0 |  | 4
602618 | CS | Pipet, Serological, Disposable, Sterile, Purple | Pipets | Plugged. For sterile serological and tissue culture applications, Easy-to-read black ascending and descending graduations simplify fluid measuring and dispensing. Feature negative graduations for extra working volume, Ind. wrapped, 100 per Case | 50mL | Polystyrene | VWR | 53283-712 |  |  |  | 0 |  | 6
512381 | CS | Pipet, Serological, Polystyrene, 10ml Cap., 200/cs | Pipets | Pipet, Serological, Polystyrene, Falcon #7551 (Red), Size: 10ml capacity, 200 per case. Unit of Issue: CS | N/A | N/A | Falcon Safety Prods | 53300-523 |  |  |  | 0 |  | 20
601924 | CS | Pipet, Serological, Polystyrene, 2ml, 1000/cs | Pipets | Pipet, Serological, Polystyrene, Falcon #7507 (Green), Size: 2ml capacity, 1000 per case. Unit of Issue: CS | N/A | N/A | Falcon Safety Prods | 53300-363 |  |  |  | 0 |  | 1
601858 | CS | Pipet, Serological, Polystyrene, 5ml Cap., 200/cs | Pipets | Pipet, Serological, Polystyrene, Falcon #7543 (Blue), Size: 5ml capacity, 200 per case. Unit of Issue: CS | N/A | N/A | Falcon Safety Prods | 53300-421 |  |  |  | 0 |  | 6
341792 | CS | Pipet, vol,cls a,accrd cs12 1ml | Pipets | Pipet, vol,cls a,accrd cs12 1ml Unit of Issue: CS | 1 ml | Glass | Corning Glass Works | 53044-037 |  |  |  | 0 |  | 1
341793 | CS | Pipet, vol,cls a,accrd cs12 2ml | Pipets | Pipet, vol,cls a,accrd cs12 2ml Unit of Issue: CS | 2 ml | Glass | Corning Glass Works | 53044-059 |  |  |  | 0 |  | 1
341796 | CS | Pipet, vol,cls a,accrd cs12 5ml | Pipets | Pipet, vol,cls a,accrd cs12 5ml Unit of Issue: CS | 5ml | Glass | Corning Glass Works | 53044-117 |  |  |  | 0 |  | 1
341798 | EA | Pipet, vol,cls a,accured 100 ml | Pipets | Pipet, vol,cls a,accured 100 ml Unit of Issue: EA | 100ml | Glass | Corning Glass Works | 53044-241 |  |  |  | 0 |  | 5
341800 | CS | Pipet, vol,cls a,acrd cs12 20ml | Pipets | Pipet, vol,cls a,acrd cs12 20ml Unit of Issue: CS | 20ml | Glass | Corning Glass Works | 53044-172 |  |  |  | 0 |  | 1
341801 | CS | Pipet, vol,cls a,ared cs12 10ml | Pipets | Pipet, vol,cls a,ared cs12 10ml Unit of Issue: CS | 10ml | Glass | Corning Glass Works | 53044-139 |  |  |  | 0 |  | 1
350713 | EA | Pipet-Aid, Portable Xp | Pipet Accessories | Pipet-Aid, Portable Xp Unit of Issue: EA | N/A | N/A | Drummond Scientific Co | 53498-105 |  |  |  | 0 |  | 6
610529 | EA | Pipettor (Pipet) Stand, 4-Place | Pipet Accessories | Acrylic pipettor stand organizes four single-channel pipettors and holds them securely. Laboratory pipettors are kept off the work area, which helps eliminate contamination and damage. The stand measures 0.64cm thick (1/4"). Dimensions: 8 x 5 x 11" | N/A | Acrylic | VWR | 60985-434 |  |  |  | 0 |  | 1
350771 | EA | Pipettor Station Multipurpose PH-6000 | Pipet Accessories | Multipurpose Pipettor Station accommodates most major brand pipettors Unit of Issue: EA | N/A | N/A | Oxford Labware | 53576-954 |  |  |  | 0 |  | 1
460997 | EA | Pipettor w/Tip Ejector Adj. Volume 1000 | Pipettors | Pipette, w/Tip Ejector, Variable Volume Range 100-1000UL Unit of Issue: EA | N/A | N/A | Eppendorf | 53511-582 |  |  |  | 0 |  | 1
350747 | EA | Pipettor, 0.5-10ul Adj.Vol 2000 | Pipettors | Pipette, 0.5-10ul Adj.Vol 2000 Unit of Issue: EA | 0.5-10ul | N/A | Brinkman Instruments | 53511-574 |  |  |  | 0 |  | 1
350749 | EA | Pipettor, 50-200ul, Adj.Vols2000 | Pipettors | Pipette, 50-200ul, Adj.Vols2000 Unit of Issue: EA | 50-200ul | N/A | Brinkman Instruments | 53511-578 |  |  |  | 0 |  | 2
602638 | EA | Pipettor, Eppendorf 2100 Adjustable Volume | Pipettors | Removable tip ejector sleeve for easy access to samples in narrow vessels. Easy to calibrate and service in the laboratory. Lower section is autoclavable at 121 C (250 F), Eppendorf 2100 series, Brinkmann #22-47-185-6 | 0.1-2.5ul | N/A | Brinkman Instruments | 53513-400 |  |  |  | 0 |  | 2
602640 | EA | Pipettor, Eppendorf 2100 Adjustable Volume | Pipettors | Removable tip ejector sleeve for easy access to samples in narrow vessels. Easy to calibrate and service in the laboratory. Lower section is autoclavable at 121 C (250 F), Eppendorf 2100 series, Brinkmann #22-47-205-4 | 20-200ul | N/A | Brinkman Instruments | 53513-408 |  |  |  | 0 |  | 1
602210 | EA | Pipettor, Variable Volume, 100ul - 1000ul | Pipettors | Pipettor, Variable Volume, Benchmate, Volume: 100ul - 1000ul, Autoclavable, Oxford #8885-500945. Unit of Issue: EA | N/A | N/A | Oxford Labware | 53502-438 |  |  |  | 0 |  | 3
602208 | EA | Pipettor, Variable Volume, 10ul - 100ul | Pipettors | Pipettor, Variable Volume, Benchmate, Volume: 10ul - 100ul, Autoclavable, Oxford #8885-500929. Unit of Issue: EA | N/A | N/A | Oxford Labware | 53502-434 |  |  |  | 0 |  | 1
602209 | EA | Pipettor, Variable Volume, 20ul - 200ul | Pipettors | Pipettor, Variable Volume, Benchmate, Volume: 20ul - 200ul, Autoclavable, Oxford #8885-500937. Unit of Issue: EA | N/A | N/A | Oxford Labware | 53502-436 |  |  |  | 0 |  | 2
602207 | EA | Pipettor, Variable Volume, 2ul - 20ul | Pipettors | Pipettor, Variable Volume, Benchmate, Volume: 2ul - 20ul, Autoclavable, Oxford #8885-500911. Unit of Issue: EA | N/A | N/A | Oxford Labware | 53502-432 |  |  |  | 0 |  | 2
602224 | CS | Plate, PCR Thermowell, Non-Sterile, 96-well, 25/cs | Plates | Plate, PCR Thermowell, Non-Sterile, 96-well, Well Volume: 210ul, Corning #6511, 25 per case. Unit of Issue: CS | N/A | N/A | Corning Costar Corp | 29442-326 |  |  |  | 0 |  | 1
350678 | EA | Point, Replacement for Diamond Scriber | Stationery | Point, For 52865-005 Unit of Issue: EA | N/A | N/A | G & L Industries | 52865-118 |  |  |  | 0 |  | 12
604288 | EA | Portable Table (Utility Cart) | Carts | Transports heavy instruments and bulky equipment safely. Holds up to 400 lbs. Welded frame is rugged, 18 gauge epoxy-coated tubular steel. Shelves are chemical and heat-resistant phenolic board with high-pressure melamine laminate. 4" Casters | 34x19x36-3/8 | N/A | Labconco | 19762-005 |  |  |  | 0 |  | 1
350143 | PK | Pouch Autoclave 5.25x10in Pk100 |  | Pouch Autoclave 5.25x10in Pk100 Unit of Issue: PK | 5.25x10in | N/A | Allegiance V. Mueller | 11213-240 discontinued? |  |  |  | 0 |  | 2
350160 | PK | Pour Boat, VWR Mini Pk-250 | Balances | Disposable Polystyrene Pour Boat, Size: 2-3/8 x 1-5/8 x 5/16 inch VWR Mini Pk-250 Unit of Issue: PK | mini | Polystyrene | Eagle Thermoplastic | 12577-053 |  |  |  | 0 |  | 3
610181 | CS | Pouring Ring, 45mm 12 per Case |  | Polypropylene (PP) Pour Lip. 45mm. For use with polypropylene caps. Snap-on fitment eliminates splashing of bottle contents while pouring. Molded of autoclavable non-reactive polypropylene. 12 per Case. Unit of Issue: CS | N/A | Polypropylene | Wheaton | 16149-148 |  |  |  | 0 |  | 2
607873 | EA | Probe, Immersion, Teflon for Data Plate, 6" |  |  | N/A | N/A | Barnstead Thermolyne | 61847-298 |  |  |  | 0 |  | 1
611597 | EA | Processor, Ultrasonic, Microson (Sonicator) 100W |  | Ultrasonicators 100 Watt Ultrasonic Homogenizer with 1/8" Microprobe, 100 Watt Ultrasonic Homogenizer with 1/8" Microprobe (#881350-0018) and Thumb-Activated Switch. | N/A | N/A | Kimble | KT881300-0100 |  |  |  | 0 |  | 1
350467 | EA | Pump, Aspirator, Polyethylene | Aspirators | Polypropylene Filter Pump, NALGENE*, Aspirator, Unit of Issue: EA | N/A | Polyethylene | Nalge Company | 28610-008 |  |  |  | 0 |  | 1
603843 | EA | Pump, Glass Aspirator Filter Pump | Aspirators | With integral check valve. Minimum free airflow, 0.23 cu. ft./min. (6.5L/min.) with water at gauge pressure of 40psig (276kPa). Inlet and vacuum arm fit rubber tubing 5/16 in. I.D. (7.9mm). | N/A | Glass | Kimble | 28616-004 |  |  |  | 0 |  | 2
611198 | EA | Pump, Vacuum Pressure, Gast* 115V, 60 Hz |  | The motor is a 1/3 hp ball bearing-type, with internal thermal-protector, fan cooled. Pressure: 15 psi; Ultimate vacuum: 26" Hg, Weight: 15 kg (33 lbs) | N/A | N/A | Gast Mfg Corp | 54908-008 |  |  |  | 0 |  | 1
611024 | EA | R380 Stand Support for Elec. Contact Thermometer |  | Adjustable R380 Stand Support allows H16V stand to be fixed at any given position. IKA # 2636700 for use with IKATRON ETS-D4 Fuzzy Electronic Contact Thermometer | N/A | N/A | IKA Works | 32998-282 |  |  |  | 0 |  | 2
350522 | PK | Rack, 80 Place Storage System Assort Pk-5 | Racks | Rack, VWR 80 Rack Assort Pk-5 Unit of Issue: PK | N/A | N/A | Labcon Inc | 30128-282 |  |  |  | 0 |  | 1
494829 | PK | Rack, 80-Place Storage System, Natural, Pk-5 | Racks | 80-Place Storage System Rack, Natural, PK-5, Unit of Issue: PK | N/A | N/A | VWR | 30128-266 |  |  |  | 0 |  | 4
600892 | CS | Rack, Three-Tier, Polyketone, Nalgene,for 20mm od | Racks | Rack, Three-Tier, Polyketone, Nalgene, Size: for 20mm tubes, Holds 40 tubes, Color: White, Nalge #5970-0020, 8 per case. Unit of Issue: CS | N/A | N/A | Nalge | 60914-809 |  |  |  | 0 |  | 4
600894 | CS | Rack, Three-Tier, Polyketone, Nalgene,for 20mm od | Racks | Rack, Three-Tier, Polyketone, Nalgene, Size: for 20mm tubes, Holds 40 tubes, Color: Blue, Nalge #5970-0320, 8 per case. Unit of Issue: CS | N/A | N/A | Nalge | 60914-864 |  |  |  | 0 |  | 2
350907 | EA | Rack, Tube (Cube Rack), Universal, VWR | Racks | Cube Rack, Tube, Universal, Color: Bright Unit of Issue: EA | N/A | Polypropylene | USA Scientific Plastics | 60985-444 |  |  |  | 0 |  | 0
604229 | EA | Rack, Wire, Epoxy-Coated, 24 Places, Orange | Racks | For test tube storage, incubation and refrigeration. Large capacity wire racks suitable for high volume test tube work. Coated w/heat-cured epoxy, Racks withstand temps from -223 to 121°C. Autoclavable, Color: Orange, 24 places, For tubes 30-40mm O.D. | 30-40mm | N/A | VWR | 60916-930 |  |  |  | 0 |  | 5
602637 | EA | Rack, Wire, Epoxy-Coated, 40 places, Yellow | Racks | Ideal for test tube storage, incubation and refrigeration. Coated with heavy-cured epoxy resist abrasion and withstand corrosion by organic solvents, salts, weak acids, or weak bases. For tubes 20-22mm OD, Holds 40 tubes. | 20-22mm | Steel | VWR | 60916-830 |  |  |  | 0 |  | 10
350777 | PK | Razor Blades #12 VWR Pk100 | Blades | Razor Blades #12 Single-edge industrial razor blades are machine-honed from hard carbon steel, then wrapped individually. Pk100 Unit of Issue: PK | #12 | N/A | American Safety Razor | 55411-055 |  |  |  | 0 |  | 20
494822 | PK | Razor Blades, #9, PK 100 | Blades | Razor Blades, #9, Single-edge industrial razor blades are machine-honed from hard carbon steel, then wrapped individually. PK 100, Unit of Issue: PK | #9 | N/A | American Safety Razor | 55411-050 |  |  |  | 0 |  | 14
609774 | EA | Reference Electrode, Ag/AgCI, Quartz Fiber | Electrodes | Quartz Fiber Junction maintains a rapid flow rate. Temperature: -5 to 100°C, Type: AgCI, Filling Solution: 4M KCI Saturated with AgCI, Length/Usable Length: 130/85mm | N/A | N/A | Beckman Coulter | BK511103 |  |  |  | 0 |  | 1
609773 | EA | Reference Electrode, Saturated Calomel, Ceramic | Electrodes | Ceramic Frit Junction exhibits a very slow flow rate. Temperature: -5 to 60°C, Type: Calomel, Filling Solution: Saturated KCI, Length/Usable Length: 130/85mm | 12mm Diameter | N/A | Beckman Coulter | BK511101 |  |  |  | 0 |  | 1
611025 | EA | Ret Basic Kit, 115V |  |  | N/A | N/A | IKA Works | 82003-120 discontinued? |  |  |  | 0 |  | 1
610287 | CS | Safe Guard Plastic Bumpers, Sz 9, 6 per CS | Cylinder | KIMBLE NON-REUSABLE Cylinders Bumper Plastic SAFE-GARD. Size No; 9. Fits Cylinder with O.D. (mm); 82.0-86.0 A sturdy split ring made of yellow LD polyethylene. When placed around a cylinder near the top, protects against breakage if cyl. is upset. 6/Cs | 9 | N/A | VWR | 24660-145 |  |  |  | 0 |  | 1
606919 | EA | Safety Glasses, Malibu Metallic Black | Safety Supplies | Ultra-light, rimless styling. Wraparound lens design provides a wide view with all-around protection. Features adjustable metal temples and flared nasal block for comfortable universal fit. Impact-resistant coated lens for abrasion resistance. | N/A | N/A | Aearo | 56615-696 |  |  |  | 0 |  | 16
588091 | EA | Saran Wrap Classic, 12" x 100' Each |  | Saran Wrap, Classic, Size: 12" x 100' Roll. Unit of Issue: EA | 12" x 100' | N/A | VWR | 46300-723 |  |  |  | 0 |  | 14
350648 | EA | Scientific Calculator | Calculators | Programmable Scientific Calculator. Program and store up to 40 step formulas. Large 8 digit display w/6 levels of parenthesis. Over 46 preprogrammed functions including: statistical, log, trigonometric, exponential, factoring, roots, etc. Auto shut-off | N/A | N/A | Sper Scientific | 40500-015 |  |  |  | 0 |  | 9
350649 | EA | Scientific Calculator Solar | Calculators | 10 digit LCD display with 15 levels of parenthesis. Preprogrammed with 67 functions including: statistical, logarithmic, trigonometric, binary, decimal, base 8 and base 16 conversions. 16 conversions. | N/A | N/A | Sper Scientific | 40500-017 |  |  |  | 0 |  | 12
611062 | EA | Scientific Calculator, Solar TI-36X | Calculators | Calculator features one- and two-variable statistics to include results for linear regression and trendline analysis, three memories, 10 English/metric conversions and eight physical constants useful for science. | N/A | N/A | Texas Instruments | WLS13236 |  |  |  | 0 |  | 22
596948 | EA | Scissors, Dissecting, 4-1/2" (115mm) | Scissors | Dissecting Scissors w/screw lock, Fine - sharp points, Straight, Length: 4-1/2" (115mm). Unit of Issue: EA | 4-1/2" Length | Stainless Steel | VWR | 25870-002 |  |  |  | 0 |  | 6
350415 | EA | Scissors, Dissecting, Blunt Blades, Straight | Scissors | Dissecting Scissors, Blunt blades, Straight, 5.5" (140mm) Unit of Issue: EA | 5.5" Length | Stainless Steel | Walter Stern Inc | 25877-103 |  |  |  | 0 |  | 3
571878 | EA | Scissors, Dissecting, Curved 4-1/2" (115mm) | Scissors | Scissors, Dissecting, Fine - sharp points, Curved Blade, Stainless Steel, Length: 4-1/2" (115mm). Unit of Issue: EA | 4-1/2" Length | Stainless Steel | VWR | 25872-008 |  |  |  | 0 |  | 5
601621 | EA | Scriber (Pencil), Tungsten-Carbide Tip | Stationery | Scriber (Pencil), Tungsten-Carbide Tip, for writing on glass. Unit of Issue: EA | N/A | N/A | VWR | 52868-003 |  |  |  | 0 |  | 1
350677 | EA | Scriber, Diamond, for marking on glass | Stationery | Scriber, Diamond; for permanently marking glass slides, test tubes & lab glassware. Unit of Issue: EA | N/A | N/A | G & L Industries | 52865-005 |  |  |  | 0 |  | 20
602451 | CS | Seal, Aluminum, One-Piece, Red, 20mm, 1000/cs | Vials | Seal, Aluminum, One-Piece, Red, Size: 20mm, Fits GPI, Wheaton #224179-06, 1000 per case. Unit of Issue: CS | N/A | N/A | Wheaton | 16171-795 |  |  |  | 0 |  | 1
494952 | CS | Seal, Aluminum, Tear-Off CS1000, 20mm | Vials | Seal, Standard Aluminum, Tear-Off, Stopper can be punctured by syringe or seal can be completely removed and contents poured from bottle. CS1000, Size: 20mm, Unit of Issue: CS | 20mm | N/A | Wheaton | 16171-851 |  |  |  | 0 |  | 1
578367 | PK | Sealing Mat, for 96 well PRC Plates, 1 per pk | Plates | Sealing Mat, for 96 well PRC Plates, Polypropylene, Re-usable and Autoclavable, (Corning #6555), 1 per pack. Unit of Issue: PK | N/A | N/A | Corning | 22250-104 |  |  |  | 0 |  | 25
351017 | EA | Sharps Collector, B-D One Piece, 8.2qt | Waste Disposal | Sharps Collector, B-D One piece disposal system, One Way Valve, Size: Large - 8.2qt. Unit of Issue: EA | 8.2qt | N/A | Becton Dickenson | BD305490 |  |  |  | 0 |  | 1
604224 | EA | Shears (Scissors) Stainless Steel | Scissors | Paper cutting shears. Stainless steel with black enameled handle, cut length is approx. 3-1/2". | 8" Length | N/A | Walter Stern Inc | 57250-020 |  |  |  | 0 |  | 5
609041 | EA | Shears (Scissors) Stainless Steel | Scissors | Paper cutting shears. Stainless steel with black enameled handles, cut length is approx. 6" | 12" Length |  | Walter Stern Inc | 57250-043 |  |  |  | 0 |  | 2
603891 | EA | Shelf Posts, InterMetro for Wire Shelf System | Shelving | For Super Erecta wire shelving systems (22233-112). Posts feature circular grooves at 2.54cm (1") intervals and numbers at 5.1cm (2") intervals, providing a visual guide for positioning and adjusting shelves. | 74-5/8" | N/A | InterMetro | 17966-624 |  |  |  | 0 |  | 4
610760 | PK | Sight Savers, Pre-Moistened Lens Tissues | Safety Supplies | These non-silicone, anti-static tissues are individually packaged and treated with special surfactants to clean all glass and plastic lenses. Tissues are 5 x 8" size. 100 per PK (Bausch & Lomb 8574GM) | 5 x 8" | N/A | Bausch & Lomb | 52848-078 |  |  |  | 0 |  | 24
350658 | PK | Slide, Microscope Pk-1/2gr 75x25mm | Slides | Microscope Slide, rite-ON Pk-1/2gr 75x25mm Unit of Issue: PK | 75x25mm | N/A | Erie Scientific | 48312-068 |  |  |  | 0 |  | 5
395864 | PK | Slide, Microscope, Clear, 2" x 2", 50 per pk | Slides | Microscope Slide, Clear, Size: 2" x 2", 50 per pack. Unit of Issue: PK | N/A | N/A | VWR | 48311-720 |  |  |  | 0 |  | 5
350652 | PK | Slide, Microscope, Plain, Pk-72 3x1 | Slides | Micro Slide, Plain, Pk-72 3x1 Unit of Issue: PK | 3x1in | N/A | Corning Glass Works | 48300-128 |  |  |  | 0 |  | 11
610272 | PK | Slide-A-Lyzer Dialysis Cassettes |  | Ready-to-use, disposable Slide-A-Lyzer Dialysis Cassettes, 10K MWCO, 0.5 - 3 ml Capacity. 10 per PK | N/A | N/A | VWR | PI-66425 |  |  |  | 0 |  | 13
373047 | GS | Slides, Micro, Plain End, 75mm x 25mm | Slides | Micro Slides, Plain End, 75mm x 25mm x 1.2mm thick, Packed 1/2 Gross (72) p/bx. Unit of Issue: GR | N/A | N/A | VWR | 48300-036 |  |  |  | 0 |  | 2
341816 | GS | Slides, Microscope, Bev-L-Edge | Slides | Slides, Microscope, Bev-L-Edge, Rounded Corners, Size: 3" x 1" x 0.09-1.0mm thick, (260560-9), 1/2 gross per box (2 boxes = 1 gross). Unit of Issue: GR | N/A | Glass | Propper Industrial Products | 48300-364 |  |  |  | 0 |  | 1
350810 | EA | Softcide Soap, Gallon | Soaps | SoftCIDE Extra-Mild Hand Soap, Gallon size Unit of Issue: EA | 1 gl | N/A | Stahmer Weston & Co | 56614-424 |  |  |  | 0 |  | 1
350809 | EA | Softcide Soap, Pump Bottle 32oz | Soaps | SoftCIDE Extra-Mild Hand Soap, Pump Bottle 32oz Unit of Issue: EA | 32oz | N/A | Stahmer Weston & Co | 56614-420 |  |  |  | 0 |  | 9
350806 | EA | Softguard Hand Cream | Handcare | SoftGUARD Extra-Strength Barrier Hand Cream, Non-Greasy, Absorbs Immediately. 3oz Tube Unit of Issue: EA | 3oz | N/A | Stahmer Weston & Co | 56614-410 |  |  |  | 0 |  | 1
350826 | PK | Spatula, Double Blade Pk-3 | Spatulas | Spatula, Stainless Steel, Double Blade, Rounded Ends, Mirrored Finish. Blades are thin and flexible, with rounded ends. Blade width: 0.8 cm (0.3"). Overall length: 20 cm (7.9"). Pk-3 Unit of Issue: PK | N/A | Stainless Steel | Ontario Knife Co | 57950-000 |  |  |  | 0 |  | 9
325504 | PK | Spatula, Double Blade, 175mm, (3pk) | Spatula | Spatula, Stainless Steel, Double Blade, Rounded and Squared Ends. Length: 175mm, (260620-6), 3 per pack. Unit of Issue: PK | 175mm | Stainless Steel | VWR | 57952-107 |  |  |  | 0 |  | 16
350827 | PK | Spatula, Double Blades Pk-3 | Spatulas | Spatula, Stainless Steel, Double Blade, Flat Ends, Glazed Finish. Flat ends are 5.1 cm (2") long. Approximate overall length: 20.3 cm (8"). Pk-3 Unit of Issue: PK | N/A | Stainless Steel | Ontario Knife Co | 57952-005 |  |  |  | 0 |  | 5
600843 | PK | Spatula, Stainless Steel w/wood handle, 3pk | Spatulas | Spatula, Stainless Steel with riveted hardwood handle, Length: 12.7cm (5"), 3 per pack. Unit of Issue: PK | 5" Length | Stainless Steel | VWR | 57940-061 |  |  |  | 0 |  | 1
610204 | EA | Spectrophotometer Standards Set, SPECTRONIC | Spectrophotometers | For use with all Spectronic models. Insert standards into the cuvette holder to check for 0% transmittance; stray radiant energy; optical alignment and wavelength accuracy; linearity, and precision. Each set is individually calibrated and certified. | N/A | N/A | Spectronic | 57971-338 |  |  |  | 0 |  | 1
350845 | PK | Spinbar, Assortment, Metric Polygon, (18 pk) | Stirrers | Spinbar, Stir bar Assortment, Metric Polygon, Teflon-coated, Assortment of 18 Stir Bars - Consists of two each of the following sizes: 10x6mm, 15x6mm, 20x8mm, 25x8mm, 30x8mm, 40x8mm, 50x8mm, 60x8mm, 80x8mm in a plastic box (pk). Unit of Issue: PK | N/A | N/A | Bel-Art Products | 58948-072 |  |  |  | 0 |  | 3
350843 | PK | Spinbar, Assortment, Octagon, Stir Bars, (6 pk) | Stirrers | Spinbar* Stir Bars, Assortment, Octagon, Stir Bars, Molded-on, Assortment of 6 Stir Bars - Consists of two each of the following sizes: 25.4x7.9mm, 38.1x7.9mm, 50.8x7.9mm per pack. Unit of Issue: PK | N/A | N/A | Bel-Art Products | 58948-025 |  |  |  | 0 |  | 1
612469 | EA | Spinbar, Round Glass Stir Bar, 1-1/2 x 3/8" | Stirrers | Round stir bar with an Alnico magnet embedded and sealed in PYREX* glass. Size: 38.1 x 9.5mm (1-1/2 x 3/8") Unit of Issue: EACH | 1-1/2 x 3/8" | N/A | VWR | 58948-488 |  |  |  | 0 |  | 2
612468 | EA | Spinbar, Teflon Coated, Double Spinfin* 1 x 3/4" | Stirrers | Proven Spinfin design made twice as effective. Fins on top and bottom ensure complete agitation. Teflon* resin-coated. Size: 25.4 x 19mm (1 x 3/4in.) Unit of Issue: EACH | 1 x 3/4" | N/A | VWR | 58949-000 |  |  |  | 0 |  | 1
612467 | EA | Spinbar, Teflon Coated, Egg-Shaped 3 x 3/4" | Stirrers | Designed specifically for round bottom flasks and vessels. The Teflon* resin-coated, egg-shaped, magnetic stir bar fits the round bottom for uniform stirring without restriction. Size: 76.2 x 19.0mm (3 x 3/4in.) Unit of Issue: EACH | 3 x 3/4" | N/A | VWR | 58949-008 |  |  |  | 0 |  | 1
601526 | EA | Spinbar, Teflon Coated, Magnetic, 7mm x 2mm | Stirrers | Spinbar* Micro Stir Bar, Teflon Coated, Flea-size, Magnetic Stir Bar, Size: 7mm x 2mm. Unit of Issue: EA | N/A | N/A | VWR | 58948-976 |  |  |  | 0 |  | 20
350849 | EA | Spinbar, Teflon, VWR 5/16x2in | Stirrers | Spinbar, Teflon, VWR 5/16x2in Unit of Issue: EA | 5/16x2in | N/A | Bel-Art Products | 58948-171 |  |  |  | 0 |  | 2
350860 | PK | Spinbar, Teflon, VWR, Spinpack | Stirrers | Convenient blister packs of Teflon* resin-coated, Spinbar* magnetic stir bars. Unit of Issue: PK | N/A | N/A | Bel-Art Products | 58949-036 |  |  |  | 0 |  | 2
350859 | PK | Spinbar, Teflon, VWR, Spinpack, pk-6 | Stirrers | Convenient blister packs of Teflon* resin-coated, Spinbar* magnetic stir bars. pk-6 Unit of Issue: PK | N/A | N/A | Bel-Art Products | 58949-034 |  |  |  | 0 |  | 5
350850 | EA | Spinbar, Teflon-coated, 1/2x3in | Stirrers | Spinbar* Stir Bar, Teflon, VWR 1/2x3in Unit of Issue: EA | 1/2x3in | N/A | Bel-Art Products | 58948-193 |  |  |  | 0 |  | 2
350855 | EA | Spinbar, Teflon-coated, 10x3mm | Stirrers | Spinbar* Micro Stir Bar, Teflon, VWR 10x3mm Unit of Issue: EA | 10x3mm | N/A | Bel-Art Products | 58948-375 |  |  |  | 0 |  | 15
350852 | EA | Spinbar, Teflon-coated, 1-1/2x3/8in | Stirrers | Spinbar* Stir Bar, Teflon, VWR 1-1/2x3/8in Unit of Issue: EA | 1-1/2x3/8in | N/A | Bel-Art Products | 58948-251 |  |  |  | 0 |  | 16
350833 | PK | Sponge, Cellulose, Fine Pore Pk12 | Sponge | Compressed Durable sponge, Resist tearing and abrasion. Absorb liquid more evenly than large pore sponges. 12 per PK, Size: 5.5x3-5/8x1-5/8VWR Unit of Issue: PK | 5.5x3-5/8x1-5/8 | N/A | ICS Ind - Commercial Supply | 58540-047 |  |  |  | 0 |  | 1
350792 | PK | Sponge, General Use 4x4 4ply Pk200 | Sponge | Sponge, General Use 4x4 4ply Pk200 Unit of Issue: PK | 4x4 | N/A | Johnson & Johnson | 56612-760 |  |  |  | 0 |  | 1
325375 | CS | Spray, Anti-Fogging Lens Cleaner & Pump, 16oz | Safety Supplies | CS-10 | 16 oz | N/A | Bausch & Lomb | 52848-063 |  |  |  | 0 |  | 2
373031 | EA | Starter, Glow, for Ring Illuminator/StereoZoom |  | Starter, Glow, for Ring Illuminator / StereoZoom Microscopes, Leica 31-28-20. Unit of Issue: EA | N/A | N/A | Leica Inc. | 41446-645 discontinued?? |  |  |  | 0 |  | 1
604225 | EA | Step Stool, Heavy-Duty | Step Stools | Step stools glide easily on retractable rubber casters. The non-skid bottom floor-ring keeps stools level and secure when in use. Holds up to 136kg (300lbs.). Dimensions: 40.6 dia. x 33Hcm (16 x 13"). Color: Beige | 16 x 13" | N/A | Rubbermaid Commercial | 59075-077 |  |  |  | 0 |  | 8
496610 | EA | Step Stool, Rolling Kik-Step, Beige | Step Stools | Kik-Step* Step Stool. The original rolling stool gives an extra 35.6cm (14in) height. Constructed of solid steel with a 227kg downloading rating. Wrap-around bumper and weight-activated casters. Mar-resistant beige colored finish. Floor dia: 39.7cm | N/A | N/A | Kik-Step | 59075-002 |  |  |  | 0 |  | 5
606908 | EA | Step Stool, Rolling Kik-Step, Twilight Blue | Step Stools | Kik-Step* Step Stool. The original rolling stool gives an extra 35.6cm (14in) height. Constructed of solid steel with a 227kg downloading rating. Wrap-around bumper & weight-activated casters. Mar-resistant twilight blue-colored finish. Floor dia: 39.7cm | N/A | N/A | Cramer Inc | 59075-434 |  |  |  | 0 |  | 3
497285 | EA | Stirrer, Magnetic, Dylastir 120V | Stirrers | Stirrer, Magnetic, Dylastir, Stepless Speeds from 60 to 2000rpm. 120V, 50/60Hz, 1A, 50W Unit of Issue: EA | N/A | N/A | VWR | 58935-250 |  |  |  | 0 |  | 1
350864 | PK | Stirring Rod Pk-12 | Stirrers | Stirring Rod Pk-12 Unit of Issue: PK | N/A | Polypropylene | Nalge Company | 59062-097 |  |  |  | 0 |  | 1
602452 | CS | Stopper, Rubber, Slotted for alum seals, 1000/cs | Stoppers | Stopper, Aluminum, Lyophilization-Style, Rubber, Gray, Slotted for use with aluminum seals, For mouth 20mm i.d. x 28mm o.d., Style: 3-leg, Wheaton #224100-202, 1000 per case. Unit of Issue: CS | N/A | N/A | Wheaton | 16171-665 |  |  |  | 0 |  | 2
494812 | PK | Stoppers, Assortment, Black Rubber, 2LB/PK 00.8 | Stoppers | Stoppers, Assortment, Black Rubber, 2LB/PK, Size: 00.8 Unit of Issue: PK | N/A | N/A | VWR | 59582-585 |  |  |  | 0 |  | 1
574421 | EA | Stopwatch, Extra Large 1cm high LCD | Timers | Stopwatch, Extra Large 1 cm high LCD. Unit of Issue: EA | N/A | N/A | VWR | 62344-898 |  |  |  | 0 |  | 3
341821 | EA | Stopwatch, LCD Digital 10hr | Timers | Stopwatch, LCD Digital, Quartz-Crystal Design 10hr readout Unit of Issue: EA | N/A | N/A | Control Co | 62379-207 |  |  |  | 0 |  | 1
350923 | EA | Stopwatch, Water/Shock Resistant, VWR | Timers | Stopwatch, Water/Shock Rest, VWR Unit of Issue: EA | N/A | N/A | Control Co | 62379-460 |  |  |  | 0 |  | 7
606920 | PK | Storage Box, 4 per PK | Storage | NALGENE* Storage Box, Polycarbonate. Dimensions: 13.3Lx13.3Wx5.1Hcm. Box with transparent polycarbonate lid for storage in room-temperature storage areas, refrigerators and mechanical freezers(-196 to 121[degree]C). Can be washed and autoclaved repeatedly | 5-1/4 x 5-1/4" | Polycarbonate | Nalgene | 55710-180 |  |  |  | 0 |  | 2
496554 | EA | Support, Steel Rod and Base, 2PT | Clamps/Supports | Support, Steel Rectangular Base, 2PT, Base Size: 4 x 6IN Rod Lenght: 18IN, Unit of Issue: EA | N/A | N/A | VWR | 60110-200 |  |  |  | 0 |  | 2
612334 | PK | Swab, Cleantips, 100% Cotton/Wood Handle | Swabs | Swab, Cleantips, 100% Cotton/Wood Hndl, 6", Pk-1000; Unit of Issue: PK | 6" L | cotton/wood | Texwipe | TWTX705 |  |  |  | 0 |  | 4
611979 | PK | Swab, Glass/Nylon Handle 23 HD 3" 25 per PK | Swabs | NULL | N/A | N/A | Chemtronics, Inc. | 15145-604 |  |  |  | 0 |  | 15
466881 | PK | Swab, Large Paddle Alpha PK100 | Swabs | Swab, Large Paddle Alpha PK 100 Unit of Issue: Pack | N/A | Polyester | Texwipe | TWTX714A |  |  |  | 0 |  | 4
610415 | PK | Swab, Large Single-End Keyboard Custom Foam Head | Swabs | VWR* Critical Swab* Swabs. Fine-pore filter foam head for strength, polypropylene handle, Standard grade. Head width: 15.2mm; Handle width: 8.9mm; Head length: 24.6mm; Handle length: 105.0mm. 100 per PK | N/A | N/A | VWR | 10812-046 |  |  |  | 0 |  | 3
610851 | PK | Swab, Med Head Polyester Alpha* Swab 100/PK | Swabs | Features cleanroom laundered knitted polyester for low particle generation and extractable levels. This 100% continuous-filament polyester is heat-molded onto polypropylene handles. 6" Handle, Head Width: 0.25" 100 per PK Unit of Issue: PK | 6" Handle | Polyester | Texwipe | TWTX761 |  |  |  | 0 |  | 13
611978 | PK | Swab, Polyster Daimond Swab 3 Inch 100/PK | Swabs | 3" Diamond Swab, 100 per PK Mfgr. p/n 51353 Unit of Issue: PK | N/A | N/A | Chemtronics, Inc. | 15145-412 |  |  |  | 0 |  | 20
612452 | PK | Swab, Transplex* Alpha* ESD Swabs, Long Handle | Swabs | Texwipe Transplex* Alpha* ESD Swabs with Long Handles. Head Width: 6.8mm; Head Length: 17mm; Handle Length: 147mm 100 per PK Unit of Issue: PK | N/A | Alpha polyester | Texwipe | TWTX761D |  |  |  | 0 |  | 2
604119 | CS | Syringe Filter, 25mm Cellulose Acetate, 0.45um | Syringes | For Cell Culture Applications, Sterile^ Pore size: 0.45um. Surfactant Free Cellulose Acetate (SFCA) membrane provides low-protein binding without unwanted surfactants. Nonpyrogenic and noncytotoxic certification. Acrylic copolymer housing, 26mm diameter | N/A | N/A | VWR | 28146-002 |  |  |  | 0 |  | 2
604084 | PK | Syringe Filters, PTFE (Teflon) | Syringes | For use with aggressive chemicals, including acids and non-aqueous solvents such as those used in GC, HPLC or chemical etching. Filter media is hydrophobic PTFE with a glass-reinforced polypropylene housing. Non-sterile. 25mm Diameter. 50 per PK | 0.2um | N/A | Nalge | 28195-868 |  |  |  | 0 |  | 1
351025 | PK | Syringe Only with Luer-Lok* Tip, Sterile Pk-40 | Syringes | Syringe with Luer-Lok* Tip, Sterile,Only pk-40 20mL Unit of Issue: PK | 20mLx1cc | N/A | Becton Dickenson | BD309661 |  |  |  | 0 |  | 1
602395 | PK | Syringe Replacement Needle, Point Style 2, 26S ga | Syringes | Syringe, Replacement Needle, Point Style 2, 26S gauge, for use with 250ul - 10ml syringes, Hamilton #80727, 3 per pack. Unit of Issue: PK | 250µl-10ml | N/A | Hamilton | 60375-330 |  |  |  | 0 |  | 1
611997 | PK | Syringe, 60 mL Luerlok Syringe, 40 per PK | Syringes | 60 mL Luerlok Syringe, 40 per PK | 60ml | N/A | Becton Dickenson | BD309653 |  |  |  | 0 |  | 1
325541 | PK | Syringe, Disposable, Plastic, w/out Needle | Syringes | Syringe, Disposable Plastic, Luer-Lok tip, without needle, Size: 5mL, (260710-5), 100 per pack(4 packs per case). Unit of Issue: PK | 5mL | Plastic | BD | BD309603 |  |  |  | 0 |  | 12
325542 | PK | Syringe, Disposable, Plastic, w/out Needle | Syringes | Syringes with Luer-Lok* Tip, Sterile PK-100 JPL ITEM Nbr:260712-7 | 3mL | Plastic | BD | BD309585 |  |  |  | 0 |  | 9
328208 | EA | Syringe, Gaslight*, Point Style 2, 10ml | Syringes | Hamilton 1000 Series GASTIGHT* Syringes, Point Style 2, Teflon Luer Lock, Unit of Issue: EA | 10ml | Glass | Hamilton | 60375-588 |  |  |  | 0 |  | 11
350877 | EA | Syringe, Gastight*, Point Style 2, 5ml | Syringes | Hamilton 1000 Series GASTIGHT* Syringe, Point Style 2, Teflon Luer Lock 1005tll 5.0ml Unit of Issue: EA | 5ml | N/A | Hamilton | 60375-555 |  |  |  | 0 |  | 1
610793 | EA | Syringe, Luer Lock, 10cc | Syringes | MICRO-MATE. 10cc. Subdivisions: 1/5cc. Borosilicate glass syringe with interchangable barrels and plungers. Colored plunger ends identify the capacity of the syringe. Flanges are flat on two sides to prevent syr. from rolling | 10cc | Borosilicate Glass | Chemglass Inc. | 80062-496 |  |  |  | 0 |  | 1
325547 | EA | Syringe, Reusable Yale* 10mL | Syringes | Syringe incorporates a ground-glass barrel and plunger that are individually fitted and numbered to form an exactly matching set. Glass Luer tip. (JPL ITEM Nbr:260720-2 Syringe, Hypodermic, Glass, 10 cc) | 10mL | Glass | BD | BD2302 |  |  |  | 0 |  | 2
612182 | CS | Syringe, Reusable Yale* w/Luer-Lok Tip 100mL | Syringes | Yale* Reusable Syringe with Luer Tip, Incorporates a ground-glass barrel and plunger individually fitted and numbered to form a matching set. With metal Luer-Lok* tip. Volume: 100mL. 1 per Case | 100mL | N/A | Becton Dickenson | BD512317 |  |  |  | 0 |  | 2
351023 | PK | Syringe, with Luer-Lok* Tip, Sterile Pk-100 10mL | Syringes | Syringe, Only Pk-100 10mL Unit of Issue: PK | 10mL | N/A | Becton Dickenson | BD309604 |  |  |  | 0 |  | 2
612319 | CS | Tacky Mat, Multi-Layered, 26"X46", Blue, 60 Layer/ | Mats | Tacky Mat, Multi-Layered, 26"X46", Blue, 60 Layer/60 Sheets Per Mat, CS/4; Unit of Issue: CS | 26X46 | N/A | Allegiance | 21924-128 |  |  |  | 0 |  | 1
611193 | EA | Tape Sterile Indicator 3/4 x 500 | Tape |  | N/A | N/A | Timemed Labeling Sys | 14217-334 |  |  |  | 0 |  | 32
612299 | EA | Tape, Cleanroom 100 PC, Vinyl, White | Tape | Tape, Cleanroom 100 Pc, Vinyl, White, 1.5" x 36Yds; Unit of Issue: EA | 1.5"X36 yards | vinyl | Markel Industries | 68399-226 |  |  |  | 0 |  | 2
341826 | EA | Tape, Heating Tape, Silicone Rubber 120V, 416watt | Tape | Heating Tape, Silicone Rubber, Thermolyne*. Operating temperature limit is 260°C (500°F) 1 in x 8 ft Unit of Issue: EA | 1 in x 8 ft | N/A | Thermolyne Corp | 33738-088 |  |  |  | 0 |  | 1
341825 | EA | Tape, Heavy Insulated Heating Tape 120V, 832watt | Tape | Fibrox* Heavy Insulated Heating Tape, Flexible, Thermolyne*, 1 in x 8 ft, 120V, 832 Watts Unit of Issue: EA | 1 in x 8 ft | N/A | Thermolyne Corp | 33737-165 |  |  |  | 0 |  | 5
350616 | PK | Tape, Laboratory Labeling, Assortment Pk-16 | Tape | Self-adhesive, vinyl-coated, soft satin finish paper tape sticks to virtually any dry surface. Can be written on with pencil, fiber-tip or marker. Labeling Tape Assortment is Water, Oil-Proof, Acid-Resistant, Autoclavable Pk-16 Unit of Issue: PK | 1/4in Width | N/A | Timemed Labeling Sys | 36425-025 |  |  |  | 0 |  | 4
350629 | EA | Tape, Laboratory Labeling, Blue 3/4x500in | Tape | Self-adhesive, vinyl-coated, soft satin finish paper tape sticks to virtually any dry surface. Can be written on with pencil, fiber-tip or marker. Labeling Tape is Water, Oil-Proof, Acid-Resistant, Autoclavable Color: Blue 3/4" | 3/4x500in | N/A | Timemed Labeling Sys | 36429-024 |  |  |  | 0 |  | 10
350634 | PK | Tape, Laboratory Labeling, Rainbow Pk 3/4x500 | Tape | Self-adhesive, vinyl-coated, soft satin finish paper tape sticks to virtually any dry surface. Can be written on with pencil, fiber-tip or marker. Tape is water, acid-resistant, oil-proof, Autoclavable. Color: Rainbow Assortment. U/Issue: PK (24 rolls) | 3/4x500" | N/A | Timemed Labeling Sys | 36429-206 |  |  |  | 0 |  | 2
350625 | EA | Tape, Laboratory Labeling, Red 1x500in | Tape | Self-adhesive, vinyl-coated, soft satin finish paper tape sticks to virtually any dry surface. Can be written on with pencil, fiber-tip or marker. Labeling Tape is Water, Oil-Proof, Acid-Resistant, Autoclavable Color: Red 1"width | 1x500in | N/A | Timemed Labeling Sys | 36427-062 |  |  |  | 0 |  | 3
350618 | EA | Tape, Laboratory Labeling, White 1/4x500in | Tape | Self-adhesive, vinyl-coated, soft satin finish paper tape sticks to virtually any dry surface. Can be written on with pencil, fiber-tip or marker. Labeling Tape is Water, Oil-Proof, Acid-Resistant, Autoclavable. Color: White | 1/4x500in | N/A | Timemed Labeling Sys | 36425-045 |  |  |  | 0 |  | 1
350619 | EA | Tape, Laboratory Labeling, White 1x500in | Tape | Self-adhesive, vinyl-coated, soft satin finish paper tape sticks to virtually any dry surface. Can be written on with pencil, fiber-tip or marker. Labeling Tape is Water, Oil-Proof, Acid-Resistant, Autoclavable Color: White 1"width | 1x500in | N/A | Timemed Labeling Sys | 36425-067 |  |  |  | 0 |  | 1
350615 | EA | Tape, Laboratory Labeling, White 3/4x500in | Tape | Self-adhesive, vinyl-coated, soft satin finish paper tape sticks to virtually any dry surface. Can be written on with pencil, fiber-tip or marker. Labeling Tape is Water, Oil-Proof, Acid-Resistant, Autoclavable Color: White 3/4" | 3/4x500in | N/A | Timemed Labeling Sys | 36425-023 |  |  |  | 0 |  | 11
350883 | PK | Tape, Teflon Lab Thread Tape 1/2inX300in 3 PK | Tape | Teflon Tape, Pk-3 1/2inX300in Unit of Issue: PK | 1/2inx300in | N/A | Bel-Art Products | 60490-100 |  |  |  | 0 |  | 11
601881 | CS | Temperature Controller, f/hot plates(NEWER models) |  | Temperature Controller B, for Corning Hot Plates PC-400, PC-600, 420, 620 (models of any of these with serial numbers beginning with 20 or HIGHER). Unit of Issue: EA | N/A | N/A | Corning | 26307-800 |  |  |  | 0 |  | 1
602356 | CS | Test Strip, pH Indicator, 0.0 to 14pH, 400/cs |  | Test Strip, pH Indicator, Range: 0.0ph to 14ph, indicator dyes are fixed to plastic strips, 400 per case. Unit of Issue: CS | N/A | N/A | JT Baker | JT4390-1 |  |  |  | 0 |  | 7
325551 | PK | Test Tube, Pyrex, 20 x 150 mm | Tube | PYREX* brand Culture Tubes, Reusable, Borosilicate Glass, Without rim. PK-72 (JPL ITEM Nbr:260736-4) | 20x150mm | Borosilicate Glass | Corning | 60820-261 |  |  |  | 0 |  | 1
612251 | EA | Tester, Wrist Strap System |  | Tester, Wrist Strap System; Unit of Issue: EA | N/A | N/A | PSG Limited | 16200-276 |  |  |  | 0 |  | 2
608087 | PK | TexPad Lint-Free Tape Head Cleaning Pad |  | Presaturated pads for a one-step general cleaning of tape heads. Completely self-contained, each 3x4" polyester pad effectively removes dust, dirt and magnetic oxide build-up. 91% isoproply alchol, 9% deionized water. 80/PK | 3 x 4" | N/A | Texwipe | 58019-500 |  |  |  | 0 |  | 1
610298 | EA | Thermometer Armor Case |  | Nickel-plated armor case protects thermometer during use and storage. Fits thermometer length 405mm (15.9 inch) Lower section surrounding bulb has small openings for circulation. Fitted with screw cap and ring. | 15.9" | N/A | VWR | 61017-608 |  |  |  | 0 |  | 3
512806 | EA | Thermometer, 0 to 230 F |  | Thermometer, General Purpose, White Backed, Total Immersion 0 to 230 F Unit of Issue: EA | N/A | N/A | VWR | 61011-044 |  |  |  | 0 |  | 7
610178 | EA | Thermometer, 0-300°F White Backed, Total Immersion |  | Divisions: 2°F Length: 305mm (12") Unit of Issue: EA (This item replaces JIT # 325555 which was discontinued) | N/A | N/A | VWR | 61011-066 |  |  |  | 0 |  | 5
612848 | EA | Thermometer, -10/400 C & 20/750 FP Mercury. |  | NULL | N/A | N/A | HB Instruments | 61223-046 |  |  |  | 0 |  | 1
350911 | EA | Thermometer, Alarm degrees F or C | Thermometer | VWR Alarm Thermometer, Reads degrees F Or degrees C, Audible Alarm Signals Out of Range, Auto Alarm Reset Unit of Issue: EA | N/A | N/A | Control Co | 61161-274 |  |  |  | 0 |  | 2
350910 | EA | Thermometer, Digital Pocket Test | Thermometer | Digital Pocket Test Thermometer, Unit of Issue: EA | N/A | N/A | Taylor Environmental Inst | 61161-271 |  |  |  | 0 |  | 1
350913 | EA | Thermometer, Digital w/Probe, Dual Rng,-58 to 302f | Thermometer | Thermometer, Digital Readout, with Stainless Steel Probe, Dual Range of -58f to +302f and -50c to +150c, Stem length: 8 inches, Uses one 1.5v silver-oxide battery. Unit of Issue: EA |  | N/A | Control Co | 61220-416 |  |  |  | 0 |  | 1
607342 | EA | Thermometer, Digital, Fluke Model 51 |  | For use with K- or J-Type thermocouples. Thermometer displays °C or °F on LCD readout. A Hold button freezes a reading for viewing convenience. Runs for 800 hours on a 9V battery (not included). | 1.12x3x6.6" | N/A | Fluke | 61221-038 |  |  |  | 0 |  | 3
602221 | EA | Thermometer, Digital, Water Resistant, -10 to 110C |  | Thermometer, Digital, Water Resistant, Shockproof case, LCD digits are 1.3cm high, Range: -10 to +110C. Unit of Issue: EA | N/A | N/A | VWR | 61161-283 |  |  |  | 0 |  | 1
394735 | EA | Thermometer, Enviro-Safe, -10 to +225C | Thermometer | Thermometer, Enviro-Safe,Total Immersion,Soda Lime Glass,Non-Toxic Contents,Range:-10 to +225C. Unit of Issue: EA | N/A | N/A | VWR | 61019-007 |  |  |  | 0 |  | 3
373601 | EA | Thermometer, Pocket, -30F to +120F | Thermometer | Thermometer, Pocket, Mercury Filled, Range: -30F to +120F, (260750-4). Unit of Issue: EA | N/A | N/A | HB Instruments | 61068-020 |  |  |  | 0 |  | 2
611060 | EA | Thermometer, Pocket, -50 to 300°C (–58 to 572°F) |  | Stainless steel and plastic construction makes this thermometer safer than glass and mercury thermometers. Built-in clip permits carrying in a shirt pocket. Large, bright LCD measures 10mm (0.4"). | 3-1/2" Length | N/A | VWR | 37000-418 |  |  |  | 0 |  | 0
611059 | EA | Thermometer, Surface Temp, Digital -50 to 150°C |  | Unit is switchable between °C and °F, 13.3cm (51/4") long stainless steel probe with a 1.6cm (5/8") diameter metal disk at the end of the probe for surface temperature measurements. | N/A | N/A | VWR | 23609-172 |  |  |  | 0 |  | 2
610277 | EA | Thermometer, Surface Temperature, 0 to 300°F |  | Surface Temperature Thermometer, 0 to 300°F, Accuracy of ±2% of full-scale range. Diameter: 51 mm (2"). Depth: 12.7 mm (0.5"). Supplied with magnet clamp and 14.2g (0.5 oz.) of silicone grease. | N/A | N/A | VWR | 61157-108 |  |  |  | 0 |  | 1
610299 | EA | Thermometer, Teflon Coated Oven 50 to 200°C |  | Enviro-Safe Liquid-Filled Precision Oven Thermometer, Teflon Coated, Bottle Contents: Vermiculite, Divisions: 2.0°C. Length: 145mm (5.7 inch) | 5.7 Inch | N/A | VWR | 61019-224 |  |  |  | 0 |  | 3
350924 | EA | Timer Plus, VWR | Timers | Timer Plus has countdown alarm timer, stopwatch and time-of-day clock. VWR Unit of Issue: EA | N/A | N/A | Control Co | 62379-604 |  |  |  | 0 |  | 3
350919 | EA | Timer, 100 Hour, VWR | Timers | Timer, 100 Hour, VWR Unit of Issue: EA | N/A | N/A | Control Co | 62344-756 |  |  |  | 0 |  | 3
350918 | EA | Timer, Big Digit LCD 4-Channel VWR | Timers | Four-Channel Alarm Timer, Big Digit LCD Display, 4-Channel VWR Unit of Issue: EA | N/A | N/A | Control Co | 62344-641 |  |  |  | 0 |  | 4
350925 | EA | Timer, Clip-It, VWR | Timers | Timer, Clip-It, VWR Unit of Issue: EA | N/A | N/A | Control Co | 62379-606 |  |  |  | 0 |  | 2
350917 | EA | Timer, Countdown Alarm 3-Channel | Timers | Three-Channel Alarm Timer VWR Unit of Issue: EA | N/A | N/A | Control Co | 62344-600 |  |  |  | 0 |  | 1
341836 | EA | Timer, Mini-Alarm/Stopwatch VWR | Timers | Timer features individually numbered keys for alarm timing, down timing, stopwatch, time-out and memory functions. Unit of Issue: EA | N/A | N/A | Control Co | 62344-586 |  |  |  | 0 |  | 3
350915 | EA | Timer, Mini-Alarm/Stopwatch VWR | Timers | Timer, Mini-Alarm/Stopwtch VWR Unit of Issue: EA | N/A | N/A | Control Co | 62344-585 |  |  |  | 0 |  | 7
350916 | EA | Timer, Triple Display, VWR | Timers | Timer, Triple Display, VWR Unit of Issue: EA | N/A | N/A | Control Co | 62344-588 |  |  |  | 0 |  | 4
602199 | CS | Tip, IsoTip Pipet Tips, 1-200ul, 960/cs |  | Tip, IsoTip Pipet Tips, Sterile, Extractable-free liquid barrier membrane prohibits airborne contaminants coming in contact w/air displacement pipettors, for research pipettors, Volume: 1-200ul, 96 per rack, Corning #4823, 960/cs. Unit of Issue: CS | N/A | N/A | Corning | 29442-620 |  |  |  | 0 |  | 5
602198 | CS | Tip, IsoTip Pipet Tips, 1-30ul, 960/cs |  | Tip, IsoTip Pipet Tips, Sterile, Extractable-free liquid barrier membrane prohibits airborne contaminants coming in contact w/air displacement pipettors, for research-grade pipettors, Volume: 1-30ul, 96 per rack, Corning #4821, 960/cs. Unit of Issue: CS | N/A | N/A | Corning | 29442-616 |  |  |  | 0 |  | 10
539695 | PK | Tip, MultiGuard Filter, 0.1 - 10ul, Sterile, PK960 |  | Barrier Pipet Tips, Sterile, MultiGuard Filter, 0.1 - 10ul, 960 per pack. Unit of Issue: PK | 0.1-10ul | N/A | MultiGuard | 53550-446 |  |  |  | 0 |  | 3
539696 | PK | Tip, MultiGuard Filter, 5 - 200ul, Sterile, PK960 |  | Note: Not for use with Socorex* and Eppendorf* pipettors. Barrier Pipet Tips, Sterile, MultiGuard Filter, 5 - 200ul, 960 per pack. Unit of Issue: PK | 5-200ul | N/A | MultiGuard | 53550-901 |  |  |  | 0 |  | 3
602642 | CS | Tip, Pipet, Eppendorf Universal Fit |  | Clear Tips are designed to fit Eppendorf pipettors. They also fit most popular research-grade pipettors. Brinkmann #22-35-098-6 Tips in Autoclavable Rack, 960 per Case | 0.1-2.5ul | N/A | Brinkman Instruments | 53511-596 |  |  |  | 0 |  | 3
602644 | PK | Tip, Pipet, Eppendorf Universal Fit (960/PK) |  | Clear Tips are designed to fit Eppendorf pipettors. They also fit most popular research-grade pipettors. Brinkmann #22-35-137-1 Tips in Autoclavable Rack, 960 per PK | 10-200ul | N/A | Brinkman Instruments | 53511-835 |  |  |  | 0 |  | 19
602646 | PK | Tip, Pipet, Eppendorf Universal Fit (960/Pk) |  | Clear Tips are designed to fit Eppendorf pipettors. They also fit most popular research-grade pipettors. Brinkmann #22-35-097-8 Tips in Autoclavable Rack, 960 per Package | 100-1000ul | N/A | Brinkman Instruments | 53511-890 |  |  |  | 0 |  | 16
602215 | CS | Tip, Pipettor, Blue, 201ul - 1000ul racked |  | Tip, Pipettor, Blue Tip, Size: 201ul - 1000ul racked, (for Benchmate Pipettors), Oxford #8885-119159, 1000 per case. Unit of Issue: CS | N/A | N/A | Oxford Labware | 53503-890 |  |  |  | 0 |  | 1
602212 | CS | Tip, Pipettor, Natural, 0.5ul - 10ul racked |  | Tip, Pipettor, Natural, Size: 0.5ul - 10ul racked, (for use with Benchmate Pipettors), Oxford #8885-119456, 1000 per case. Unit of Issue: CS | N/A | N/A | Oxford Labware | 53505-525 |  |  |  | 0 |  | 3
602213 | CS | Tip, Pipettor, Yellow, 1ul - 200ul racked |  | Tip, Pipettor, Yellow, Size: 1ul - 200ul racked, (for use with Benchmate Pipettors), Oxford #8885-119134, 960 per case. Unit of Issue: CS | N/A | N/A | Oxford Labware | 53503-885 |  |  |  | 0 |  | 41
350741 | PK | Tip, Ultra-Micro 0.1-10ul, VWR Pk1000 | Pipettor Tips | Clear tips have graduations at 2 and 10µL. RNase-, DNase-, and endotoxin-free. Tips are compatible with most micropipettors. Hinged boxes are fully autoclavable to 122°C (252°F). Pk1000 Unit of Issue: PK | 0.1-10ul | N/A | Labcon Inc | 53509-070 |  |  |  | 0 |  | 11
350730 | PK | Tip, Universal Fit Bevel Point* Pipet Tip 1000PK | Pipettor Tips | Universal Fit Bevel Point* Pipet Tips. Blue tips. Max recovery and minimal fluid retention. Beveled end for accuracy and reproducibility in microliter volume ranges. Free of trace metals. 100/hinged rack is autoclavable to 122C. 1000 per PK | 200-1000ul | N/A | Labcon Inc | 53508-819 |  |  |  | 0 |  | 1
611554 | PK | TLC Plates, Silica Gel for Analytical TLC |  | MK6F Plate size: 2.5x7cm; Linear-K Preadsorbent: No; Layer Thickness: 250µm; Fluor. Indicator: Yes; Pore Size: 60. 500 per PK | N/A | N/A | Whatman | WC4861-110 |  |  |  | 0 |  | 1
602717 | EA | Tongs, Beaker Safety |  | Beaker Safety Tongs, Stainless Steel, Fiberglass-covered jaws, use to handle hot beakers 100 to 1500ml capacity, Length: 318mm. Unit of Issue: EA | 318mm Length | Stainless Steel | VWR | 21745-122 |  |  |  | 0 |  | 2
350941 | EA | Tongs, Crucible | Tongs | Crucible Tongs are stainless steel. Tapered tips are serrated and meet tightly when closed. Can be autoclaved or flame sterilized. approx 9-1/2" Length Unit of Issue: EA | 241mm Length | Stainless Steel | Walter Stern Inc | 62481-000 |  |  |  | 0 |  | 1
497282 | EA | Tongs, Crucible |  | Crucible Tongs with tight-fitting, corrugated tips for handling dishes in muffle furnaces. Made of 9mm diameter, stainless steel rod. Has joint near the middle for holding large-size crucibles. Unit of Issue: EA | 508mm Length | N/A | VWR | 62453-004 |  |  |  | 0 |  | 1
325557 | EA | Tongs, Crucible Double Bend | Tongs | Double Bend Crucible Tongs, Serrated jaws and riveted joint. Wire size: 5mm (JPL ITEM Nbr:260758-5 Tongs, Nichrome, 9 in) | 229mm Length | Nichrome | VWR | 62466-006 |  |  |  | 0 |  | 1
602720 | EA | Tongs, Stainless Steel, Teflon-Coated Tips |  | Chemware*Tongs, Stainless Steel with Teflon-Coated Tips (to 76mm from tip), for handling hot/cold corrosive or sticky materials, (Norton A1069290). Unit of Issue: EA | 241mm Length | Stainless Steel | Norton Performance Plastics | 62448-106 |  |  |  | 0 |  | 4
602722 | EA | Tool, Folding Hex Key Set |  | Tool, Folding Hex Key Set. Unit of Issue: EA | N/A | N/A | VWR | 62510-130 |  |  |  | 0 |  | 1
510825 | EA | Tray, Cutting, Shallow Size: 18x12-1/2x3/4" |  | Bright white, high impact, polyethylene trays are absolutely smooth and well suited for laboratory use. They resist denting, chipping, acids and staining. Easy to clean and machine washable. Unit of Issue: EA | 18x12-1/2x3/4" | Polyethylene | VWR | 62686-363 |  |  |  | 0 |  | 5
494834 | EA | Tray, Heavy Duty Polypropylene | Trays | Heavy-duty tray fabricated of 3/16" thick polypropylene. Maximum corrosion resistance. Autoclavable, Size: 10x15x3, Unit of Issue: EA | 10 x 15 x 3" | Polypropylene | VWR | 32800-072 |  |  |  | 0 |  | 1
325558 | EA | Tray, Stainless Steel Instrument Tray | Tray | Instrument Tray. For sterilization of instruments, syringes, etc. Made of stainless steel for easy cleaning and quick sterilization. Stain-proof and long lasting won't chip, break or corrode. Vol. 5qt. U/I Ea (JPL ITEM Nbr:260759-3) | 16.5x10 x 2.5" | Stainless Steel | VWR | 62687-069 |  |  |  | 0 |  | 14
496887 | EA | Tray, Stainless Steel Instrument Tray |  | Instrument Tray. For sterilization of instruments, syringes, etc. Made of stainless steel for easy cleaning and quick sterilization. Stain-proof and long lasting won't chip, break or corrode. Volume: 1-5/8qt Unit of Issue: EA | 10 x 6.5 x 2" | Stainless Steel | VWR | 62687-027 |  |  |  | 0 |  | 1
496889 | EA | Tray, Stainless Steel Instrument Tray |  | Instrument Tray. For sterilization of instruments, syringes, etc. Made of stainless steel for easy cleaning and quick sterilization. Stain-proof and long lasting won't chip, break or corrode. Size: 2-7/8QT, Unit of Issue: EA | 12x7.75 x 2.25" | Stainless Steel | VWR | 62687-049 |  |  |  | 0 |  | 1
350945 | EA | Tray, Sterilizing | Trays | Polypropylene sterilizing tray. Steam autoclavable at 121°C. Smooth surfaces, rounded corners for easy cleaning. Quiet handling, lightweight, corrosion proof. Unit of Issue: EA | 12 x 8 x 5" | Polypropylene | Bel-Art Products | 62662-401 |  |  |  | 0 |  | 1
350946 | EA | Tray, Sterilizing | Trays | Polypropylene sterilizing tray. Steam autoclavable at 121°C. Smooth surfaces, rounded corners for easy cleaning. Quiet handling, lightweight, corrosion proof. Unit of Issue: EA | 20 x 15 x 5" | Polypropylene | Bel-Art Products | 62662-445 |  |  |  | 0 |  | 1
373602 | EA | Trypticase Soy Broth, 1lb | Media | Trypticase, Soy Broth, Size: 1 pound. Unit of Issue: EA | N/A | N/A | BBL | BB4311768 |  |  |  | 0 |  | 1
341838 | PK | Tube, Centrifuge Teflon* FEP,w/cap pk-2 30mL | Tube | Tube, Centrifuge w/Tefzel* ETFE screw closures for high-speed centrifugation of aggressive chemicals. pk-2 30ml Unit of Issue: PK | 30mL | Teflon | Nalge Company | 21009-455 |  |  |  | 0 |  | 20
597154 | CS | Tube, Centrifuge, Grad Sterile, Cs500 15ml |  | Tube, Centrifuge, Polyprpylene, Graduated, Sterile, Conical, Flat Top Cap, Corning #430790, Size:15ml, 500 per case. Unit of Issue: CS | 15mL | Polypropylene | Corning | 21008-670 |  |  |  | 0 |  | 5
601891 | CS | Tube, Centrifuge, Grad Sterile, Cs500 50ml |  | Tube, centrifuge, Polypropylene, Grad, Sterile,Conical, Corning 430828, 50ml, 500p/cs.Unit of Issue:CS | N/A | N/A | Corning | 21008-690 |  |  |  | 0 |  | 4
350328 | PK | Tube, Centrifuge, Safe-Lock, Pk500 1.5mL | Tube | Eppendorf* Color-Coded Safe-Lock Microcentrifuge Tubes, Color: Natural Pk500 Unit of Issue: PK | 1.5mL | Polypropylene | Brinkman Instruments | 21008-959 |  |  |  | 0 |  | 12
394724 | CS | Tube, Centrifuge, Sterile, Disposable, 15mL | Tube | SuperClear* Tube, Centrifuge, Polypropylene, Conical, Sterile, Disposable, Graduated, Flat Cap, Size: 15ml, 500 per case. Unit of Issue: CS | 15mL | N/A | VWR | 21008-103 |  |  |  | 0 |  | 2
350320 | CS | Tube, Centrifuge, Sterile, Disposable, 50mL | Tube | SuperClear* Tube, Centrifuge, Polypropylene, Sterile, Conical, Disposable, Graduated, Flat Cap, Size: 50ml, 500 per case. Unit of Issue: CS | 50mL | Polypropylene | VWR | 21008-178 |  |  |  | 0 |  | 5
511478 | CS | Tube, Centriguge, Sterile 500CS 15ML |  | SuperClear* Tube, Centriguge, Pp, St, Grd 500 per Case Size: 15ML Unit of Issue: Case | 15mL | Polypropylene | VWR | 21008-216 |  |  |  | 0 |  | 5
612087 | CS | Tube, Culture, Disposable 12 x 75mm, 1000/CS |  | Clear Polystyrene Culture Tubes, sterile. Volume: 5mL Size: 12mm O.D. x 75mm L. Packed 125 per Bag, 1000 per Case. Unit of Issue: CS | 12 x 75mm | Polystyrene | VWR | 60818-496 |  |  |  | 0 |  | 2
601862 | CS | Tube, Culture, Disposable 13 x 100mm, 1000/cs |  | These disposable culture tubes are annealed to reduce breakage along stress points. Supplied in shrink wrapped trays to eliminate breaking & contaimination. (Kimble #73500-13100), Volume: 10mL, Size: 13 x 100mm. 1000 per case. U/I: CS | 13 x 100mm | Borosilicate Glass | Kimble | 60825-503 |  |  |  | 0 |  | 1
603841 | CS | Tube, Culture, Disposable 16 x 125mm 1000cs |  | Resistant to chemical attack and weathering. Contents will not leach out and contaminate solutions, resist thermal shock. Borosilicate prevents pH change in lab tests. Clean-sealed in a convenient dispensing pkgs. 1000 per Case, approx overflow vol. 18mL | 16 x 125mm | Borosilicate Glass | VWR | 47729-578 |  |  |  | 0 |  | 1
597132 | CS | Tube, Culture, Disposable 17 x 100mm, 500cs |  | Test Tubes, Disposable, Polystyrene, Volume: 14ml, Size: 17mm x 100mm, (B-D #352057), 500 per case in bags of 25. Unit of Issue: CS | 14mL | Polystyrene | Becton Dickinson Labware-Falcon | 60819-524 |  |  |  | 0 |  | 5
601429 | PK | Tube, Culture, Reusable w/Screw Cap 96pk |  | Reusable Borosilicate Glass Culture Tube w/Screw Cap and Teflon-faced Rubber-lined Cap. Size: 20 x 150mm, Volume: 34.0mL 96 per PK. U/I: PK | 20 x 150mm | Borosilicate Glass | Corning | 60827-599 |  |  |  | 0 |  | 14
466877 | PK | Tube, Culture, Reusable w/Screw Cap 144 pk | Tube | Reusable Culture Tube w/Screw Cap, Borosilicate Glass with Teflon-faced Rubber-lined phenolic cap. Tubes have a white enamel marking spot for notations. Size:13mm x 100mm, Volume: 9.0mL 144 per Pack. Unit of Issue: PK | 13 x 100mm | Borosilicate Glass | Corning | 60827-453 |  |  |  | 0 |  | 1
612827 | EA | Tube, Decanting, with Locking Ring |  | For use with MediaClave Automatic Media Preparer, Integra. (Integra# 132 190). | N/A | N/A | Integra | 37001-822 |  |  |  | 0 |  | 1
350896 | CS | Tube, Disposable Culture, VWR 18x150 Cs-500 | Tube | Tube, Disposable Culture, VWR 18x150 Cs-500 Unit of Issue: CS | 18x150 | N/A | Kimble Glass Co | 60825-673 |  |  |  | 0 |  | 1
523507 | PK | Tube, Microcentrifuge, MµlTI SafeSeal* Disposable |  | MµlTI SafeSeal Disposable Microcentifuge Tubes with caps, Graduated, Color: Natural, Size: 2.0ml, 400 per pack. Unit of Issue: PK | 2.0mL | Polypropylene | Sorenson Bioscience | 53550-790 |  |  |  | 0 |  | 10
602558 | PK | Tube, Microcentrifuge, SuperClear* GateFree* |  | Clear tubes feature a GateFree design for strong, smooth tube bottom, Flat, piercable frosted cap with ergonomic design, Natural color, Side labeling surface, 1.7ml tube fits most common rotors, 500 per PK, 10 Pks per Case, Unit of Issue: Case | 1.7mL | Polypropylene | VWR | 20170-355 |  |  |  | 0 |  | 1
597227 | CS | Tube, PCR React w/cap, 0.2mL, 960 per Cs |  | Tube, PCR React with cap. Tubes are compatible with all 0.2mL heat blocks, Autoclavable at 121°C (250°F). Certified DNase- and RNase-free. Natural color. Nonsterile. 960 per Case. Unit of Issue:CS | 0.2mL | Polypropylene | Corning Costar Corp | 29443-340 |  |  |  | 0 |  | 2
466700 | PK | Tubing, 890 Teflon FEP PK25FT 5/16"ID | Tubing | Tubing, 890 Teflon FEP 25ft Length 5/16"ID x 3/8"OD 1/32" wall thickness Unit of Issue: PK | N/A | N/A | Nalgene | 63014-722 |  |  |  | 0 |  | 2
466701 | PK | Tubing, 890 Teflon FEP, PK25FT 3/16"ID | Tubing | Tubing, 890 Teflon FEP, PK25FT 3/16"ID x 1/4"OD 1/32" wall thickness Unit of Issue: PK | N/A | N/A | Nalgene | 63014-714 |  |  |  | 0 |  | 15
612864 | PK | Tubing, 890 Teflon Resin FEP, 1/16 x 1/8", 25ft. |  | Translucent, FEP, Semi-rigid tubing for demanding lab applications. Non-stick characteristics. Non-cytotoxic and non-contaminating. temps -75 to 205C. Autoclavable. | N/A | N/A | Nalgene | 63014-710 |  |  |  | 0 |  | 1
350949 | PK | Tubing, Amber Latex Rubber, 1/4"ID x 3/8"OD | Tubing | Tubing, Amber Latex Rubber, Size: 1/4"ID x 3/8"OD x 1/16" wall thickness, Length: 50 feet. Unit of Issue: PK |  | N/A | Kent Latex Products | 62996-473 |  |  |  | 0 |  | 1
325559 | PK | Tubing, Amber Latex Rubber, 1/4"ID x 5/8"OD | Tubing | Tubing, Latex, Translucent, (260788-7), Size: 1/4"ID x 5/8"OD x 3/16" wall thickness, 50ft Length per pk. Unit of Issue: PK |  | Latex | VWR | 62996-145 |  |  |  | 0 |  | 1
510190 | PK | Tubing, Amber Latex Rubber, 3/16" x 3/8", PK: 50ft |  | Tubing, Amber Latex Rubber, Size: 3/16"ID x 3/8"OD x 3/32" wall thickness, Length: 50 feet. Unit of Issue: PK | N/A | N/A | VWR | 62996-440 |  |  |  | 0 |  | 1
325561 | PK | Tubing, Amber Latex Rubber, 3/16"ID x 5/16"OD | Tubing | Tubing, Latex, Translucent, (260786-0), Sz: 3/16"ID x 5/16"OD x 1/16" wall thickness, 50 ft. per PK(reel). Unit of Issue: PK | 3/16" x 5/16" | Latex | VWR | 62996-418 |  |  |  | 0 |  | 1
607830 | EA | Tubing, Platinum-Cured Silicone 50Ft. Length |  | Indefinite shelf life ensures tubing will not age, oxidize or deteriorate. Nontoxic, nonpyrogenic, and nonhemolytic. Autoclavable. Durometer hardness: Shore A, 50. Tensile strength: 1250 psi. Not intended for invasive use. 0.250" ID x 0.375"OD x 50Ft. L | .25"IDx.375"OD | N/A | VWR | 60985-728 |  |  |  | 0 |  | 1
350957 | PK | Tubing, Tygon R3603, 1/4"ID x 1/2"OD x 1/8"wall | Tubing | Tubing, Tygon, Formulation: R3603, Clear, 1/4"id x 1/2"od, Wall Thickness: 1/8", Norton #AJC00019, 50ft per Pack. Unit of Issue: PK | 50 Ft Length | N/A | Norton Performance Plastics | 63010-075 |  |  |  | 0 |  | 4
351135 | PK | Tubing, Tygon R3603, 1/4"ID x 3/8"OD x 1/16"wall | Tubing | Tubing, Tygon, Clear, Size: 1/4"id x 3/8"od, Length: 50' per pk, (Norton AJC00017). Unit of Issue: PK | 50 Ft Length | Tygon | Norton Performance Plastics | 63010-064 |  |  |  | 0 |  | 4
351127 | PK | Tubing, Tygon R3603, 1/8"ID x 1/4"OD x 1/16"wall | Tubing | Tubing, Tygon, Formulation: R-3603, Clear, Size: 1/8"id x 1/4"od, Wall Thickness: 1/16", Length: 50' per pk, (Norton AJC00007). Unit of Issue: PK | 50 Ft Length | Tygon | Norton Performance Plastics | 63010-020 |  |  |  | 0 |  | 4
350955 | PK | Tubing, Tygon R3603, 3/16"ID x 5/16"OD x 1/16"wall | Tubing | Tubing, Tygon R3603 Pk50 3/16x1/16 Unit of Issue: PK | 50 Ft Length | N/A | Norton Performance Plastics | 63010-042 |  |  |  | 0 |  | 1
350959 | PK | Tubing, Tygon R3603, 3/8"ID x 1/2"OD x 1/16"wall | Tubing | Tubing, Tygon R3603 Pk50 3/8x1/16 Unit of Issue: PK | 50 Ft Length | N/A | Norton Performance Plastics | 63010-122 |  |  |  | 0 |  | 4
350960 | PK | Tubing, Tygon R3603, 3/8"ID x 5/8"OD x 1/8"wall | Tubing | Tubing, Tygon R3603 Pk50ft 3/8x1/8 Unit of Issue: PK | 50 Ft Length | N/A | Norton Performance Plastics | 63010-144 |  |  |  | 0 |  | 4
610794 | PK | Tubing, Tygon S-50-HL, 1/16"ID x 1/8"OD x1/32"wall |  | Ideal for medical device applications. Can be autoclaved or sterilized with steam, radiation or chemicals. 1/16" ID x 1/8" OD x 1/32" wall thickness. 50 Ft. Coil per PK | 50 Ft. Length | N/A | Norton Performance Plastics | 63010-232 |  |  |  | 0 |  | 1
373726 | PK | Tubing, Tygon S-50-HL, 1/2"ID x 5/8"OD x1/16" wall | Tubing | Tubing, Tygon, Clear, Size: 1/2"id x 5/8"od, Length: 50' per pack, (Norton AAX00036). Unit of Issue: PK | 50 Ft Length | Tygon | Norton Performance Plastics | 63010-360 |  |  |  | 0 |  | 1
611598 | PK | Tubing, Tygon SE-200, 1/8"ID x 1/4"OD x 1/16"wall |  | Chemically inert FEP Fluoropolymer liner, surrounded by a Tygon jacket. Will not contaminate fluids being transferred. Flexible for quick set-ups. Resists chemicals and abrasion. 2000 psi. 50 Ft per coil (PK) | 50 Ft | N/A | Norton Performance Plastics | 63010-220 |  |  |  | 0 |  | 3
373725 | EA | Tweezer, Flat with Round Point | Parts Handling | Tweezer, Flat with Round Point, Uni-Fit Size: 4 3/4", (Uni-fit #2A-SA). Unit of Issue: EA | 4-3/4" | Stainless Steel | VWR | 63040-458 |  |  |  | 0 |  | 46
373239 | EA | Tweezer, Super Fine Points | Parts Handling | Tweezer, Super Fine Points, (Uni-fit #5SA), Size: 4 3/8". Unit of Issue: EA | 4-3/8" Length | Stainless Steel | VWR | 63040-496 |  |  |  | 0 |  | 27
394732 | EA | Tweezer, Thick, Flat, Very Strong Point | Parts Handling | Tweezer, Thick, Flat, Very Strong Point, Industrial Grade, Stainless Steel with Epoxy Coated Handles, (Uni-Fit 00CSA), Size: 4 3/8". Unit of Issue: EA | 4-3/8" Length | Stainless Steel | VWR | 63040-438 |  |  |  | 0 |  | 2
353944 | EA | Tweezer, Wafer, for 3" Wafer, 4 7/8" | Parts Handling | Tweezer, Wafer, for 3" Wafer, Size: 4 7/8". Unit of Issue: EA | N/A | N/A | VWR | 63040-516 |  |  |  | 0 |  | 4
608046 | EA | Tweezer, Wafer, Z-Shaped for 3" Wafer |  | Wafer Tweezers, Z-Shaped, Grooved Gripping Edge, Uni-Fit. Made from acid-resistant, antimagnetic stainless steel. | 4-7/8" Length | Stainless Steel | VWR | 63040-522 |  |  |  | 0 |  | 21
353942 | EA | Tweezer, Wafer, Z-Shaped for 4" Wafer | Parts Handling | Wafer Tweezers, Z-Shaped, Gripping Edge, Uni-Fit for 4" Wafer, Size: 5 1/8". Unit of Issue: EA | 5-1/8" Length | Stainless Steel | VWR | 63040-520 |  |  |  | 0 |  | 2
353943 | EA | Tweezer, Wafer, Z-Shaped for 4" Wafer | Parts Handling | Wafer Tweezers, Z-Shaped, Grooved Gripping Edge, Uni-Fit for 4" Wafers. Made from acid-resistant, antimagnetic stainless steel. Size: 5-1/8" Length. Unit of Issue: EA | 5-1/8" Length | Stainless Steel | VWR | 63040-524 |  |  |  | 0 |  | 1
612763 | PK | Tweezer, Wafer, Z-Shaped for 4" Wafer (Pack of 12) |  | Wafer Tweezers, Z-Shaped, Grooved Gripping Edge, Uni-Fit for 4" Wafers. Made from acid-resistant, antimagnetic stainless steel. Size: 5-1/8" Length. Unit of Issue: Pk | N/A | N/A | VWR | 63040-524 |  |  |  | 0 |  | 1
373724 | EA | Tweezer, Wafer, Z-Shaped, for 2" Wafer | Parts Handling | Tweezer for 2" Wafer, Z-Shaped, Gripping Edge, (Uni-fit #85L-SA), Size: 4 3/4". Unit of Issue: EA | 4-3/4" Length | N/A | VWR | 63040-512 |  |  |  | 0 |  | 18
394731 | EA | Tweezer, Wafer, Z-Shapedfor 4" & 5" Wafers | Parts Handling | Wafer Tweezers, Z-Shaped, Grooved Gripping Edge, for 4" and 5" wafers, (Uni-Fit 1915TSA), Size:5 1/8". Unit of Issue:EA | 5-1/8" Length | Stainless Steel | VWR | 63040-454 |  |  |  | 0 |  | 5
341847 | EA | Vacuum Chamber 6-5/8x9-3/8in | Pump Accessories | Vacuum chamber consists of transparent jar, neoprene gasket and vacuum plate with adapter for 1/4" I.D. tubing. 6-5/8"OD x 9-3/8"Height Unit of Issue: EA | 6-5/8x9-3/8in | N/A | Nalge Company | 54929-051 |  |  |  | 0 |  | 1
600854 | EA | Vacuum Sample Saver, 1100ml |  | Vacuum Sample Saver, for drying - preserving - storing and shipping samples; Vacuum pump built into top; Volume: 1100ml; Size: 10.5cm dia. x 15.2cm high (4-1/8" x 6"). Unit of Issue: EA | N/A | N/A | VWR | 62344-926 |  |  |  | 0 |  | 3
350976 | PK | Vial, Autosampler Screw-Thread 2mL Pk100 | Vials | Designed to fit Perkin-Elmer and Varian autosamplers, without screw caps. Size: 12 OD x 32mm Length, GPI Thread: 8-425 Pk100 Unit of Issue: PK | 2mL | Borosilicate Glass | Kimble Glass Co | 66020-950 |  |  |  | 0 |  | 1
612638 | PK | Vial, EC Sample without Caps, Clear 1.5mL |  | E-C Sample Vials, Clear, without Caps, 1.5mL (3/8dr). Screw cap size: 8-425. Manufactured from Wheaton-33 low extractable borosilicate glass (meets ASTM Type I Class A and USP Type I standards). 200 per PK | 1.5mL | Borosilicate Glass | Wheaton | 66011-500 |  |  |  | 0 |  | 1
466697 | CS | Vial, EPA Water Analysis, Size: 20ml | Vials | EPA Water Analysis Screw Thread Vials, KG-33 Borosilicate Glass without Closures. GPI Thread: 24-400 Size: 20mm O.D. x 28mm Length, Capacity: 20mL 432 per Case. Unit of Issue: CS | 20mL | Borosilicate Glass | Kimble Glass Co | 66014-301 |  |  |  | 0 |  | 2
507214 | CS | Vial, Sample with Screw Thread 11.3mL 144/cs |  | Vial, Environmental Sample, Borosilicate Glass, w/Teflon Lined Cap, Size: 3/8 ounce, 144 per case. Unit of Issue: CS | 11.3ml Capacity | Borosilicate Glass | VWR | 66009-559 |  |  |  | 0 |  | 2
610250 | CS | Vial, Sample with Screw-Thread 15mL |  | General purpose Type 1 borosilicate glass vials with Teflon-Lined Caps, Thread Finish 24-400. 72 per Case | 15mL Capacity | Borosilicate Glass | Qorpak | 66009-562 |  |  |  | 0 |  | 2
507274 | PK | Vial, Sample, Polyethylene, w/Snap Cap 28mL 12/pk |  | Low Density Polyethylene Sample vial with friction fit, snap closures. Useful for samples, pH cups, weighing bottles, packing and other general applications. Size: 27.1 x 84.6mm 12 per PK Unit of Issue: PK | 28mL | Low Density Polyethylene | VWR | 66018-212 |  |  |  | 0 |  | 18
341849 | PK | Vial, Sample, Polyethylene, w/Snap Cap 5mL 12/pk | Vials | Low Density Polyethylene Sample vial with friction fit, snap closures. Useful for samples, pH cups, weighing bottles, packing and other general applications. Size: 23.6 x 24.9mm 12 per Pack, Unit of Issue: PK | 5mL | Low Density Polyethylene | Nalge Company | 66018-109 |  |  |  | 0 |  | 53
534266 | CS | Vial, Sample, Polyethylene, w/Snap Cap 12mL 144/cs |  | Low Density Polyethylene Sample vial with friction fit, snap closures. Useful for samples, pH cups, weighing bottles, packing and other general applications. Size: 27.1 x 35.6mm 144 per Case, Unit of Issue: CS | 12mL | Low Density Polyethylene | Nalge Company | 66018-142 |  |  |  | 0 |  | 2
350983 | CS | Vial, Scintillation w/Screw Cap, Tinfoil, 500/cs | Vials | Scintillation Vial with Attached White Urea Cap/Cork Foil Liner, GPI Thread: 22-400, 500 per case. Unit of Issue: CS | 20mL Capacity | Borosilicate Glass | Kimble Glass Co | 66022-004 |  |  |  | 0 |  | 1
350979 | CS | Vial, Scintillation with Screw Cap, 22mm Cap | Vials | Scintillation vial with attached caps. Cap type: Urea, Liner type: Poly-Seal* cone. 500 per case. Unit of Issue:CS | 20mL Capacity | Borosilicate Glass | Wheaton | 66021-533 |  |  |  | 0 |  | 2
610177 | CS | Vial, Scintillation with Screw Cap, 24mm Cap |  | Scintillation vial with attached caps. Cap size: 24mm, Cap type: Polypropylene, Liner type: Foil. 500 per Case. Unit of Issue:CS | 20mL Capacity | Borosilicate Glass | Wheaton | 56941-386 |  |  |  | 0 |  | 1
350978 | CS | Vial, Scintillation, Foil, 20mL, 500/cs | Vials | Scintillation vial with attached polypropylene cap, Liner Type: Foil, Size: 20ml, 500 per case. Unit of Issue: CS | 20mL Capacity | Borosilicate Glass | Wheaton | 66021-453 |  |  |  | 0 |  | 1
494956 | CS | Vial, Serum, Clear Borosilicate Glass, 125mL | Vials | Borosilicate Glass Serum Bottles, can be autoclaved or sterilized with dry heat. Color: Clear Size: 125mL (4.2 oz), 144 per Case. Unit of Issue: CS | 125mL | Borosilicate Glass | Wheaton | 16171-385 |  |  |  | 0 |  | 1
494957 | CS | Vial, Serum, Clear Borosilicate Glass, 30mL, 288cs | Vials | NOTE: THIS ITEM HAS A LONG LEAD TIME. Borosilicate Glass Serum Bottles, can be autoclaved or sterilized with dry heat. Color: Clear Size: 30mL (1.0 oz), 288 per Case. Unit of Issue: CS | 30mL | Borosilicate Glass | Wheaton | 16171-330 |  |  |  | 0 |  | 1
610251 | PK | Vial, Wide-Opening Screw Cap, Clear |  | Clear vial w/Blue Cap, PTFE/Red Rubber septa. Preassembled packs come ready to use w/cap and septum attached to vial. Wide opening, 2ml capacity, 2x32mm vials combine the autosampler handling of a crimp cap profile with the ease of a screw cap. | N/A | N/A | Agilent Technologies/HewlettPackard | HP-5182-0553 |  |  |  | 0 |  | 3
534048 | EA | Vortexer, Mini, 115v, 0 to 3200 rpm Range |  | Mini Vortexer, Variable Speed Control, Continuous or Touch Mode, Speed Range: 0 to 3200 rpm, 115 Volts. Unit of Issue: EA | N/A | N/A | VWR | 58816-121 |  |  |  | 0 |  | 1
503309 | CS | Wash Bottle, Vented ETHN. 5 per cs, Size: 500ML |  | Wash Bottle, Vented ETHN, 5 per Case, Size: 500ML. Unit of Issue: CS | N/A | N/A | VWR | 16650-817 |  |  |  | 0 |  | 4
503310 | CS | Wash Bottle, Vented ISOP, 500ml, 5/cs |  | Wash Bottle, Vented ISOP, Size: 500ml, 5 per case. Unit of Issue: CS | N/A | N/A | VWR | 16650-821 |  |  |  | 0 |  | 3
609184 | EA | Waste Container Top (Lid) for JIT #609183 |  | Waste Container Top (Only), Untouchable Type for Square Container, Fits 19-5/8" Square Container JIT #609183. Color: Beige. Unit of Issue: EA | N/A | N/A | Rubbermaid Commercial | 66100-118 |  |  |  | 0 |  | 0
612881 | EA | Waste Container, Hands-Free Step-on type, 4-1/2 gl |  | Step-on style Round container for hands-free applications and sanitary refuse disposal. Easy-to-clean containers offer quiet operation. Resist chipping, rusting, and denting. Tight fitting, over-lapping lid helps contain odors. Color: WHITE | 17L | N/A | Rubbermaid Commercial | 56610-094 |  |  |  | 0 |  | 3
609183 | EA | Waste Container, Untouchable, Square,Beige, 50 gal |  | Waste Container, Untouchable, Square, Beige, Size:50 gallon, Demensions: 19-3/4"sq x 34" high, Rubbermaid #3959-BEIGE. (Top for this unit is JIT #609184) Unit of Issue: EA | 50 gallon | Plastic | Rubbermaid Commercial | 66100-115 |  |  |  | 0 |  | 0
350129 | PK | Watch Glass, Pyrex pk-12 100mm | Watch Glasses | Watch Glass, Pyrex pk-12 Diameter: 100mm (3.9 inch) Unit of Issue: PK | 100mm | N/A | Corning | 66110-087 |  |  |  | 0 |  | 2
350158 | CS | Weigh Boat Cs-500 VWR Large (White) | Balances | Polystyrene Weighing Dishes, Color: White, Size: 5-1/2 x 5-1/2 x 1 inch. Cs-500 Unit of Issue: CS | Large | Polystyrene | Eagle Thermoplastic | 12577-049 |  |  |  | 0 |  | 1
350157 | CS | Weigh Boat Cs-500 VWR Medium (White) | Balances | Polystyrene Weighing Dishes, Color: White, Size: 3-1/2 x 3-1/2 x 1 inch. Cs-500 Unit of Issue: CS | Medium | Polystyrene | Eagle Thermoplastic | 12577-027 |  |  |  | 0 |  | 2
612341 | PK | Wiper, Alpha Wipes, 9"X9", Pk/150 |  | Wiper, Alpha Wipes, 9"X9", Pk/150; Unit of Issue: PK | 9"X9" | polyester | Texwipe | TWTX1009 |  |  |  | 0 |  | 10
507454 | PK | Wiper, TechniCloth II Cleanroom Wipers PK300 |  | TechniCloth II Wipers, Cleanroom, 300 per Pack, Unit of Issue: PK | 9 x 9" | Cellulose/Polyester | Texwipe | TWTX1109 |  |  |  | 0 |  | 2
611555 | CS | Wiper, Workhorse, 12.5x16.8" |  | WYPALL* X70 Workhorse, Durable, absorbent rags that stay strong for better cleaning performance. Reusable, long lasting performance. Cleans oil, grime, and solvents. Unit of Issue: Case | 12.5x16.8" | N/A | Kimberly Clark | 37002-054 |  |  |  | 0 |  | 1
612292 | PK | Wiper,Texwipe Cloth, 9"X9", Pk/300 |  | Wiper,Texwipe Cloth, 9"X9", Pk/300; Unit of Issue: PK | 9X9in | cotton | Texwipe | TWTX309 |  |  |  | 0 |  | 1
602611 | CS | Wipers, 1-Ply, Disposable Kimwipes EX-L |  | Kimwipes* EX-L Delicate Task Wipers, 1-ply laboraotry wipe, extra-low lint for critical applications, won't scratch most delicate surfaces, wipe cleanly without contaiminating. 15 Bx per Case, Unit of Issue: Case | 15 x 17" |  | Kimberly Clark | 21905-049 |  |  |  | 0 |  | 29
602612 | CS | Wipers, 1-Ply, Disposable, Small Kimwipes EX-L |  | Small Kimwipes* EX-L Delicate Task Wipers, 1-ply laboraotry wipe, extra-low lint for critical applications, won't scratch most delicate surfaces, wipe cleanly without contaiminating. 280 per Pack, 60 per Case | 4-1/2 x 8-1/2" |  | Kimberly Clark | 21905-026 |  |  |  | 0 |  | 7
341859 | CS | Wipers, 2-Ply, Disposable Kaydry EX-L | Wipers | Wiper, Kaydry, Disposable, EX-L, Treated with amine-free anti-static LINTGUARD Polyshield, Size: 15" x 17", Kimberly-Clark #34721, 90 per box / 15 boxes per case. Unit of Issue: CS | 15 x 17" | Paper | Kimberly Clark | 21903-021 |  |  |  | 0 |  | 35
341857 | CS | Wipers, Kimberly-Clark Utility Wipes 18/Cs | Wipers | Utility Wipes. Made of 2-ply paper, strong, soft, highly absorbent, lint-free, odorless and specially treated for wet strength. 125 wipers per dispensing carton. 18 per Case Unit of Issue: CS | 9-3/8 x 10-1/4 | Paper | Kimberly Clark | 21908-023 |  |  |  | 0 |  | 2
610831 | CS | Wipers, Kimberly-Clark Wypall Utility Wipes |  | Utility Wipes. Made of 2-ply paper, strong, soft, highly absorbent, lint-free, odorless and specially treated for wet strength. 125 wipers per dispensing carton. 18 Cartons per Case. Unit of Issue: CS | 10-1/2 x 12 in | Paper | Kimberly Clark | 82002-918 |  |  |  | 0 |  | 2
350795 | PK | Wipes, Alcohol Pk-100 | Safety Supplies | Wipes, Alcohol Pk-100 Unit of Issue: PK | N/A | N/A | Certified Safety Mfg | 56612-916 |  |  |  | 0 |  | 11
555844 | PK | Wipes, Clean, Premoistened, 7" x 7" |  | Wipes, Clean, Premoistened with Isopropyl Alcohol/Deionized Water, 60 per pack. Unit of Issue: PK | 7" x 7" | N/A | VWR | 21910-110 |  |  |  | 0 |  | 14
555845 | PK | Wipes, Clean, Premoistened, 7" x 7" |  | Wipes, Clean, Premoistened, with Deionized Water, 60 per pack. Unit of Issue: PK | 7" x 7" | N/A | VWR | 21910-111 |  |  |  | 0 |  | 20
607001 | EA | Wipes, Sterile TechniSat 70% IPA |  | Nonwoven polyester/cellulose wipers pre-wetted with 70% isopropyl alcohol and sterilized. 9 x 11", 50 wipers packaged in a resealable flexpack . Unit of Issue: Each (PK) | 9 x 11" | N/A | Texwipe | TWTX3214 |  |  |  | 0 |  | 2