## To Do
To Do List
This is a list of items we have identified as needing work:
WaTER
NaOH
Stabilization
Concentrate disposal (evap. Ponds)
pipelines
intakes
outfalls | Energy cost for Concentrate outfall
Dechlorination / Ozonation mods.
Cost formulas, where did they come from, are they estimated from graphs or from qasim
Evap Ponds
Deep Well injection
set lower limits
set upper limits
heating & lighting is not based on day light or outside air temp.
"H2O analysis" - Valence changes with pH
"References" Section
WT Cost Software Comments
have check marks for including/not including certain costs (e.g. building heating)

## Introduction
Introduction to this model (WaTER)
WaTER or "Water Treatment Estimation Routine" is a model for estimating the cost of drinking water treatment. WaTER is the MS Excel program that is the basis for the Visual Basic program called "WTCost". WaTER was developed by the U.S. Bureau of Reclamation (USBR) "Water Treatment Engineering and Research Group". WaTER is updated on a semi continuous basis (adding new treatment techniques, modifying costs, etc.). WaTER can be downloaded at:
http://www.usbr.gov/pmts/water/awtr.html
WaTER uses the 1979 USEPA water treatment cost estimates (1978 dollars) and the 1992 Quasim updates to the 1979 costs as the basis. Costs are updated to todays costs. Processes not included in the 1979 or 1992 updates are estimated from USBR experience and manufacturere estimates. The majoirty of the program is based on applicable flows between 1 and 200 MGD. There has been some recent work incorporating smaller flows of 2,500 gpd to 1 MGD.
Information on treatment techniques included in WaTER for all USEPA regulated contaminants can be found in the USBR publication "Water Treatment Primer for Communities in Need"
WTcost is a Visual Basic version of this program (with some edits and additions) developed by Irvine Moch. This program is for sale through Irvine Moch & Associates.
I. Moch & Assoc., Inc.
PMB 161, Suite 6, 1812 Marsh Road, Wilmington, DE 19910-4528
(302) 477-0420, Fax: (302) 477-0242, E- Mail:imoch@aol.com
This version last updated on: 12/18/06
Comments
This model is updated on a continuous basis when funding and time permits. Work on this model is not currently funded and has not been funded since FY04. Although this is labeled as a "Non Functional Version" there are many components that work. The non functional status comes from the fact that not everything has been fully checked and there are some components that do not funciton or do not function correctly.
We welcome any comments (especially corrections).
Comments on this model should be addressed to Michelle Chapman at the USBR in Denver
MCHAPMAN@do.usbr.gov
2005-11-04

## Key & Notes
Key for WaTER program
= usually contain formulas or data that do change
= requires entry of data, and may or may not change
= entered data that usually do not change
= reference
= goal seek cells
= limit error
### | = unknown use of data
= future work and problems that need to be fixed
Major Notes
Capital costs are computed using the peak day flow and an operation time factor (OTF) to account for down time which increases the hourly flow rate, but not the daily flow rate
O&M costs are computed using the average daily flow which accounts for daily usage of chemicals, power, etc.
Design Notes

## Components
Components of the WaTER program
Intake Pipe
Rapid Mix Tank
UFSCC
Gravity Filter
MF
UF
NF/RO
ED
IX
Coagulant -Ferric Chloride -Ferric Sulfate -Alum (dru) -Alum (liquid) Coagulant Aid -PolyElectrolyte -PACl
Concentrate Outfall
Concentrate Disposal - Outfall - Evap. Ponds
Dechlorination -Sodium Bisulfite -Sodium Sulfite -Sulfer Dioxide
Chemicals -Cl2 -Ozone -Potassium Permanganate -Acid -Lime
Disinfection -Cl2 -Ozone -Chlorine Dioxide -Chloramines
Air Stripping
Rapid Mix Tank
UFSCC
Gravity Filter
MF
UF
Coagulant -Ferric Chloride -Ferric Sulfate -Alum (dry) -Alum (liquid) -PACl -Lime Coagulant Aid -PolyElectrolyte
Concentrate Outfall
Pre-Treatment
Intake
Primary Treatment
Clearwell
Desalination
Disinfection
Chemicals -Cl2 -Ozone -Potassium Permanganate -Acid -Lime
Air Stripping
Stabilization
Disinfection -Cl2 -Ozone -Chlorine Dioxide -Chloramines
Blending
Chemicals -Cl2 -Ozone -Potassium Permanganate -Acid -Lime -Antiscalant
Plant Production Flow
Desal Product Flow
Plant Production Flow
Plant Production Flow
PreDesal Primary Treatment Product Flow
Primary Treatment Product Flow
Plant Feed Flow
Pre Desal Primary Treatment Feed Flow
Primary Treatment Feed Flow
Blending Flow
Desal Feed Flow
NF/RO Feed Flow
NF/RO Product Flow
FLOW
FLOW
FLOW
Drawing Not Completely Accurate

## Warnings
Warnings
Note: If Warnings are present, they are higlighted with red fill |  |  | e.g.
Worksheet | Worksheet | Paremeter | units | Value | Lower limit | Upper Limit | assumptions
b | Capacity | Feed Flow | MGD
e | H20 Analysis | Ion Product for Concentrate |  | 0 |  | 0.00019
i | Acid | Acid addition H2SO4 | Dose Rate by volume | -0.14841 | 0.04 | 20 | assuming H2SO4 limits and not HCL | Limits (From EPA-600/2-79-162b, figure 39-41)
j | IronFeed | Basis dose rate | kg/day | 1212.1848 | 144 | 72000 | assuming ferrics sulfate and not ferrous chloride limits | Limits (From EPA-600/2-79-162b, figure 39-41)
k | AlumFeed | Calculated dose rate | kg/hr. | 63.9931 | 4 | 2300 |  | Limits (From EPA-600/2-79-162b, figure 16-18)
|  | Liquid Alum dose rate | kg/hr. | 127.9863 | 4 | 2500 |  | Limits (From EPA-600/2-79-162b, figure 16-18)
L | PolyAC | Calculated dose rate | kg/hr. | 16.2337 | 4 | 2300 |  | not in epa
m | De-Cl2&O4 | Basis dose rate kg/day: | kg/hr. | 400.7647 | 0.5 | 100 |  | not in epa
n | CL2 | Basis | kg/day | 946.25 | 4 | 4500 |  | Limits (From EPA-600/2-79-162b, figure 1-3)
o | NHCL | Calculated Cl2 Dose | kg/day | 1568.4922 | 4 | 4500 |  | Limits (From EPA-600/2-79-162b, figure 1-3)
|  | Calculated Aqua Ammonia | kg/day | 375.5545 | 110 | 2300 |  | Limits (From EPA-600/2-79-162b, figure 42-44)
p | Ozone | Ozone Requirements: | kg/day | 378.5 | 4 | 1800 |  | Limits (From EPA-600/2-79-162b, figure 11-13)
q | LimeFeed | Basis Lime: | kg/hr | 117.8361 | 4 | 4500 |  | Limits (From EPA-600/2-79-162b, figure 24-26)
|  | Basis Soda: | kg/hr | 0 | 4 | 4500 |  | not in epa
r | Antiscalent Polymer | Basis Polymer Feed | kg/day | 222.6471 | 0.4 | 100 |  | Limits (From EPA-600/2-79-162b, figure 21-23)
s | PolyElectrolyte | Basis Polymer Feed | kg/day | 222.6471 | 0.5 | 100 |  | not in epa
t | KMnO4 | Basis KMnO4 | kg/day | 890.5882 | 0.4 | 220 |  | Limits (From EPA-600/2-79-162b, figure 27-29)
|  | Feed/Product Flow | gpd | 81699.3464 | 2500 | 200000000 |  | Limits (From EPA-600/2-79-162b, and EPA-600/3-79-162b
w | GravityFilt | Filter area (m2): | m2 | 2120.4482 | 13 | 2600 | b/w pump | wrong calculation/referece in table
|  | Filter area (m2): | m2 | 2120.4482 | 13 | 2600 | gravity filter | Limits (From EPA-600/2-79-162b, figure 67-69)
y | IX | Service Flow Rate : | L/(hr*L resin) | 20 | 16 | 40
|  | Filter area (m2): | m2 | 49.6089 | 13 | 2600
z | MF-P input | Design MF product flow rate | MGD | 99.9892 | 0.01 | 0
f | RO&NF Input | Primary Treatment Product Flow | L/s | 4795.5361 | 0 | 0
|  | Size | hp | 528.3187 | error | error | high pressure pump
|  | Size | hp | 163.0372 | 3 | 350 | transfer pump
|  | Size | hp | 138.5817 | 3 | 350 | product water pump

## References
EPA-600/2-79-162c
Estimating Water Treatment Costs. Volume 3. Cost Curves Applicable to 2,500 gpd to 1 MGD Treatment Plants
Hansen, Sigurd, Robert Gumerman, and Ressell Culp.
August 1979.Concract # 68-03-2516
196 pages

## {a}Project & Stage Info
Project Info
Project Name |  | Model Development
Date |  | 2004-06-07
Membrane Stage |  | A1 | (if applicable)
Worksheets included in this program:
# | Worksheet | Description
a | Project & Stage Info | Project title, date, list of worksheets in WaTER
b | Capacity | Production Capacity and water data report
c | Report | Process information input and cost output
d | Cost Index | Cost indices, interest rates, amortization
e | H2O Analysis | Water quality input
f | RO & NF Input | Input of membrane and system parameters
g | RO & NF Output | Cost and energy output
h | CO2 | Recarbonation basin
i | Acid | Sulfuric & Hydorchloric acid
j | IronFeed
k | Alum Feed
L | PACl
m | De-Cl2 | Dechlorination with sodium sulfite, sodium bisulfite, and sulfer dioxide
n | Cl2
o | NHCl
p | Ozone
q | Lime Feed
r | Antiscalant
s | PolyElectrolyte
t | KMnO4
u | GAC
v | Clearwell
w | Gravity Filter
x | UFSCC
y | IX
z | MF Input
aa | MF Output
bb | Rejection
cc | ConcOutfall
dd | IonicsED
ee | ED2
ff | Pumps
gg | StandardAnalyses
hh | S&DSI
ii | LSI | NF & RO Conditioning
jj | Stiff & Davis
kk

## {b}Capacity
Project Name | Date | Stage
Model Development | 2004-06-07 | A1
Flow Rate Input Page & Water Data Report
Plant Operations Schedule | % | decimal
Plant availability due to down time | 95 | 0.95 | (used to estimate production/year)
Planned operation time per day | 100 | 1 | (used to calculate energy & chemical costs)
Combined operation time factor (OTF) |  | 0.95
Note: Peak daily flow should be used for capital costs and average daily flow should be used for O&M costs | [7 empty] | 1000 cfs and 300 cfs.
Most flow rates are limited to 1 to 200 MGD | [6 empty] | 1292630400 | 646315200 | 193894560
[7 empty] | 897660 | 448830 | 134649
[7 empty] | 2000 | 1000 | 300
Average Daily Flow
Plant Production Flow | L/Sec. | L/Min. | L/day | gpm | gph | gpd | MGD | gal/year | m3/day | m3/year
Flowrate (Enter in ONE of these cells, set rest cells to "0") | 0 | 0 | 0 | 0 | 0 | 0 | 100 |  | 0
O&M: Flowrate | 4380.787 | 262847.2222 | 378500000 | 69436.9229 | 4166215.3725 | 99989168.9407 | 99.9892 | 36520244042.257 | 378500 | 138244097
Flowrate (with OTF) | 4611.3548 | 276681.2865 |  | 73091.4978 | 4385489.8658 | 105251756.7797
System Capacity (with OTF) |  |  | 398421052.6316 |  |  |  | 105.2518 | 38442362149.7442 | 398421.0526 | 145520102.1053
Peak Day Flow
Plant Production Flow | L/Sec. | L/Min. | L/day | gpm | gph | gpd | MGD | gal/year | m3/day | m3/year
Flowrate (Enter in ONE of these cells, set rest cells to "0") | 0 | 0 | 0 | 0 | 0 | 0 | 1 |  | 0
Flowrate | 43.8079 | 2628.4722 | 3785000 | 694.3692 | 41662.1537 | 999891.6894 | 0.99989 | 365202440.4226 | 3785 | 1382440.97
Capital: Flowrate (with OTF) | 46.1135 | 2766.8129 |  | 730.915 | 43854.8987 | 1052517.5678
System Capacity (with OTF) |  |  | 3984210.5263 |  |  |  | 1.0525 | 384423621.4974 | 3984.2105 | 1455201.0211
NF/RO Feed Flow Rate | L/Sec. | L/Min. | L/day | gpm | gph | gpd | MGD | gal/year | m3/day | m3/year
O&M: NF/RO Feed Flow Rate:* | 5153.8671 | 309232.0261 | 445294117.6471 | 81690.4975 | 4901429.85 | 117634316.4009 | 117.6343 | 42964992990.8906 | 445294.1176 | 162640114.1176
Capital: NF/RO Feed Flow Rate (with OTF): | 54.2512 | 3255.074 |  | 859.9 | 51593.9984 | 1238255.9621
Note: NF/RO Feed Flow = (Plant Production Flow) / (NF/RO Recovery)
Rapid Mix Feed Flow Rate | L/Sec. | L/Min. | L/day | gpm | gph | gpd | MGD | gal/year | m3/day | m3/year
O&M: Rapid Mix Feed Flow Rate:* | 5153.8671 | 309232.0261 | 445294117.6471 | 81690.4975 | 4901429.85 | 117634316.4009 | 117.6343 | 42964992990.8906 | 445294.1176 | 162640114.1176
Capital: Rapid Mix Feed Flow Rate (with OTF): | 54.2512 | 3255.074 |  | 859.9 | 51593.9984 | 1238255.9621
Note Rapid Mix Feed Flow = (Plant Production Flow) / (NF/RO Recovery)

## {u}GAC
Project Name | Date | Stage
Model Development | 2004-06-07 | A1
Granular Activated Carbon Filtration
|  | Units | Alternative Units |  | Alternative Units
Desired Flow Rate: | 4611.3548 | L/s | 73099.4152 | gpm | 398421.0526 | m3/day
Bed Life (months) |  | 12 | 6 | 3
1978 Capital Cost: | % | 28273633.1114 | 59763157.8947 | 79684210.5263
Manfactured & Electrical Equipment | 0.69 | 54138502.7651 | 114434811.9743 | 152579749.2991
Excavation , Site Work & Labor | 0.07 | 5981478.0608 | 12643299.7267 | 16857732.9689
Piping & Valves | 0.24 | 14123312.3313 | 29853034.5048 | 39804046.0064
November, 2006 Capital Cost $: | 1 | 74243293.1571 | 156931146.2058 | 209241528.2744
1978 Operagting Costs: | % | 10133361.4807 | 13584565.6075 | 14998503.2143
Maintenance Material | 0.36 | 7592761.174 | 10178691.6915 | 11238131.8964
Energy $/kW*h | 0.12 | 2837341.2146 | 3803678.3701 | 4199580.9
Labor $/hour | 0.52 | 14818447.0986 | 19865290.2292 | 21932951.5542
November, 2006 Operation & Maintenance $: | 1 | 17655788.3132 | 23668968.5993 | 26132532.4542
|  | 40.5334 | 54.3383 | 59.994

## {c}Report
Project Name |  |  | Date | Stage
Model Development |  |  | 2004-06-07 | A1
Cost reports for water treatment processes
Production Capacity
|  | Average Daily Flow (for O&M) | Peak Daily Flow (for capital)
|  | 378500 | 3785 | m3/day
|  | 138244097 | 1382440.97 | m3/year
|  | 99989.1689 | 999.8917 | kgal/day
|  | 36520244.0423 | 365202.4404 | kgal/year
|  | Process | Cost Parameter | Units | Alternative Units |  | Construction Cost |  |  | Operating Cost
[7 empty] | $ | $/m3 | $/kgal | $/yr | $/m3 | $/kgal
Intake
| Pre-Treatment | Ozone |  |  |  |  | 2927245.377 | 773.3805 | 2927.5625 | 233063.8802 | 0.17758 | 0.67221
|  | Dose Rate (~5mg/L): | 1 | mg/L
|  | Contact Time (~2 min): | 2 | min
|  | Chlorination |  |  |  |  | 371543.918 | 98.1622 | 371.5842 | 77792.0289 | 0.059272 | 0.22437
|  | Residual; | 2.5 | mg/L
|  | Calculated Dose Rate: | 2.5 | mg/L
|  | Alternative Dose Rate: |  | mg/L
|  | Air Stripping |  |  |  |  | #REF! | #REF! | #REF! | #REF! | #REF! | #REF! |  | No Air Stripper
|  | Residual; | 2.5 | mg/L
|  | Calculated Dose Rate: | 2.5 | mg/L
|  | Alternative Dose Rate: |  | mg/L
| Primary Treatment | Microfiltration |  |  |  |  | 62355747.7929 | 164.7444 | 0.054827 | 2670490.5293 | 0.019317 | 0.073124
|  | Microfilter system equipment | Memcor, 90M10C
|  | Number of microfilter | 103
|  | Recovery | 0.98 | (decimal)
Granular Activated Carbon
|  | Flow rate | 5153.8671 | L/sec | 81699.3464 | gal/min
|  | Alternative Flow Rate: | 0 | L/sec | 0 | gal/min
Bed Life
|  | Months | 12 |  |  |  | 74243293.1571 | 196.1514 | 742.5134 | 17655788.3132 | 0.12771 | 0.48345
|  | Months | 6 |  |  |  | 156931146.2058 | 414.6133 | 1569.4815 | 23668968.5993 | 0.17121 | 0.64811
|  | Months | 3 |  |  |  | 209241528.2744 | 552.8178 | 2092.6419 | 26132532.4542 | 0.18903 | 0.71556
Gravity Filtration
|  | Calculated Surface Area: | 2120.4482 | m2 | 22825.0611 | ft2
|  | Alternative Surface Area: | 0 | m2
|  | Structure: |  |  |  |  | 11921848.6414 | 31.4976 | 119.2314 | 670323.5693 | 0.0048488 | 0.018355
|  | Backwashing: |  |  |  |  | 5647058.2059 | 14.9196 | 56.4767 | 59944.5929 | 0.00043361 | 0.0016414
Media
|  | Rapid Sand |  |  |  |  | 1797257.9496
|  | Coal/Sand |  |  |  |  | 1797257.9496
|  | Coal/Sand/Garnet |  |  |  |  | 2546115.4286
|  | Coal/GreenSand/Coal |  |  |  |  | 2995429.916
Upflow Solids Contact Clarifier
|  | How Many? | 1 |  |  |  | 8059211.3407 | 21.2925 | 80.6008
|  | Retention Time (min) | 180
|  | Calculated Surface Area: | 9856.7708 | m2 | 106100.8701 | ft2
|  | Alternative Surface Area: |  | m2 | 0 | ft2
|  | G Rating % | 70 | [6 empty] | 150351.8654 | 0.0010876 | 0.0041169
|  | G Rating % | 110 | [6 empty] | 234070.6548 | 0.0016932 | 0.0064093
|  | G Rating % | 150 | [6 empty] | 319041.6568 | 0.0023078 | 0.008736
Desalination | Desalination | Reverse Osmosis/Nanofiltration |  |  |  |  | 93010049.882 | 245.7333 | 930.2012 | 23847980.9269 | 0.17251 | 0.65301
|  | Membrane Type | FilmTec
|  | Number of elements | 20139 | elements
|  | Operating Pressure | 1542.4682 | kPa | 223.5461 | lb/in2
|  | NaCl Rejection | 0.995 | (decimal)
|  | Recovery | 0.85 | (decimal)
|  | Target Product TDS | 50 | mg/L
|  | Blending? (Y or N) | Y
|  | Ratio (Blend:Product) | 9.4675 | %
|  | Ion Exchange |  |  |  |  | 2208277.8293 | 5.8343 | 22.0852 | 3081755.964 | 0.022292 | 0.084385
|  | Cation Equivalents/L Resin | 20
|  | $/m3 Cation Exchange Resin | 1607.1429 |  | 45 | ft3
|  | Cation Resin Volume: | 1577.0833 | m3 | 56324.4048 | ft3
|  | To Remove Cation Equivalents/L: | 0.00010479
|  | Anion Equivalents /L Resin | 11
|  | $/m3 Anion Exchange Resin | 6250 |  | 175 | ft3
|  | Anion Resin Volume | 1577.0833 | m3 | 56324.4048 | ft3
|  | To Remove Anion Equivalents /L: | 0.0072071
|  | Run Cycle | 1 | days
|  | Ionics Electrodialysis Reversal |  |  |  |  | 37892807.6897 | 100.1131 | 378.9691 | 66640633.1111 | 0.48205 | 1.8248
|  | Staff Days/day | 3
|  | TDS | 1000 | mg/L
|  | Electrodialysis |  |  |  |  | 0 | 0 | 0 | 150865.1844 | 0.0010913 | 0.004131
|  | Membrane Area: | 0 | m2 | 0 | ft2
|  | Product TDS | 500 | mg/L
|  | Number of Stages (1 or 2) | 2 | stages
|  | Recovery per Stage | 0.5 | (decimal)
|  | Recovery | 0.75 | (decimal)
| Stabilization | CO2
Outfall
Concentrate Disposal
| De-Chlorination | Free Chlorine Level | 1 | mg/L as Cl2
|  | Sodium Bisulfite: Cost | 300 | $/ |  |  | 2499499.6658 | 6.6037 | 24.9977 | 2462340.1159 | 0.017812 | 0.067424 | NF/RO Feed
|  | Calculated Dose | 1.47 | mg/L
|  | Alternative Dose |  | mg/L
|  | Sodium Sulfite: Cost | 300 | $/ |  |  | 480298.9484 | 1.269 | 4.8035 | 504695.394 | 0.0036508 | 0.01382
|  | Calculated Dose | 0.9 | mg/L
|  | Alternative Dose |  | mg/L
|  | Sulfur Dioxide: Cost | 300 | $/ |  |  | 480298.9484 | 1.269 | 4.8035 | 504695.394 | 0.0036508 | 0.01382
|  | Calculated Dose | 0.9 | mg/L
|  | Alternative Dose |  | mg/L
| Disinfection | Chlorine |  |  |  |  | 371543.918 | 0.98162 | 3.7158 | 77792.0289 | 0.00056272 | 0.0021301
|  | Residual; | 2.5 | mg/L
|  | Calculated Dose Rate: | 2.5 | mg/L
|  | Alternative Dose Rate: |  | mg/L
|  | Chloramines |  |  |  |  | #VALUE! | #VALUE! | #VALUE! | 57885.4897 | 0.00041872 | 0.001585
|  | Residual: | 3 | mg/L
|  | Calculated Chlorine Dose: | 4.144 | mg/L
|  | Calculated Ammonia Dose: | 0.99222 | mg/L
|  | Alternative Chlorine Dose | 6 | mg/L
|  | Alternative Ammonia Dose | 2 | mg/L
|  | Ozone |  |  |  |  | 2927245.377 | 7.7338 | 29.2756 | 233063.8802 | 0.0016859 | 0.0063818
|  | Dose Rate (~5mg/L): | 1 | mg/L
|  | Contact Time (~2 min): | 2 | min
|  | Chlorine Dioxide |  |  |  |  | 0 | 0 | 0 | 0 | 0 | 0
|  | Residual; | 2.5 | mg/L
|  | Calculated Dose Rate: | % | mg/L
|  | Alternative Dose Rate: |  | mg/L
| Chemical Feed Systems (Main Process) | Acidification
|  | Feed LSI (for TDS>5000) | -1.77 | Conc LSI | 0.62045
|  | Calc Dose 96% H2SO4 (mg/L) | 99.0208 | Conc LSI | 0.31875 | w/Acid | #NUM! | #NUM! | #NUM! | 151275.9779 | 0.0010943 | 0.0041422
|  | Alternative: | 7 | mg/L
|  | Calc Dose 37% HCl (mg/L) | 73.4035 | Conc LSI | -1.4343 | w/Acid | #NUM! | #NUM! | #NUM! | 2708708.7381 | 0.019594 | 0.07417
|  | Alternative: |  | mg/L
|  | Alum (dry feed) |  |  |  |  | 118586.8762 | 0.31331 | 1.186 | 198161.5694 | 0.0014334 | 0.0054261 | Media feed
|  | Calculated Dose: | 327.6584 | mg/L
|  | Alternative Dose: |  | mg/L
|  | Based on: | 63.9931 | kg/hr | 140.7849 | lb/hr
|  | Alum (liquid feed) | Dose Rate |  |  |  | 163392.9583 | 0.43169 | 1.6341 | 371822.8948 | 0.0026896 | 0.010181 | Media feed
|  | Calculated: | 655.3168 | mg/L
|  | Alternative: |  | mg/L
|  | Based on: | 127.9863 | kg/hr | 281.5698 | lb/hr
|  | Poly Aluminum Chloride | Dose Rate |  |  |  | 74546.5504 | 0.19695 | 0.74555 | 260653.2439 | 0.0018855 | 0.0071372
|  | Calculated: | 97.7881 | mg/L
|  | Alternative: |  | mg/L
|  | Based on: | 16.2337 | kg/hr | 35.7141 | lb/hr
|  | Ferric Sulfate | Dose Rate |  |  |  | 445537.0598 | 1.1771 | 4.4559 | 140349.6557 | 0.0010152 | 0.0038431 | Media Feed
|  | Calculated: | 258.6101 | mg/L
|  | Alternative: |  | mg/L
|  | Based on: | 1212.1848 | kg/day | 2666.8066 | lb/day
|  | Ferric Chloride |  |  |  |  | 455307.1994 | 1.2029 | 4.5536 | 780775.9178 | 0.0056478 | 0.021379 | Media feed
|  | Calculated Dose | 265.7012 | mg/L | 5 - 150
Alternative Dose
|  | Based on: | 1245.4231 | kg/day | 2739.9309 | lb/day
|  | Lime & Soda Ash | Dose Rate |  |  |  | 240455.587 | 0.63529 | 2.4048 | 106015.6324 | 0.00076687 | 0.0029029
|  | Leave out Soda Ash "Y" or "N"? | Y
|  | Calculated Lime: | 6.351 | mg/L
|  | Calculated Soda Ash: | 0 | mg/L
|  | Alternative Lime |  | mg/L
|  | Alternative Soda Ash: |  | mg/L
|  | Based on Lime dose: | 117.8361 | kg/hr | 259.2395 | lb/hr
|  | Based on Soda Ash: | 0 | kg/hr | 0 | lb/hr
|  | AntiScalant | Dose Rate |  |  |  | 164315.4803 | 0.43412 | 1.6433 | 182717.3313 | 0.0013217 | 0.0050032 | NF/RO Feed
|  | Suggested: | 0.5 | mg/L
|  | Alternative: |  | mg/L
|  | Based on: | 222.6471 | kg/day | 489.8235 | lb/day
|  | Cost of Chemical | 990 | $/500 lb
|  | Polyelectrolyte | Dose Rate |  |  |  | 164315.4803 | 0.43412 | 1.6433 | 182717.3313 | 0.0013217 | 0.0050032
|  | Suggested: | 0.5 | mg/L
|  | Alternative: |  | mg/L
|  | Based on: | 222.6471 | kg/day | 489.8235 | lb/day
|  | Cost of Chemical | 990 | $/500 lb
|  | Potassium Permanganate | Dose Rate |  |  |  | 94662.4891 | 0.2501 | 0.94673 | 1309257.0947 | 0.0094706 | 0.03585
|  | Calculated: | 0 | mg/L
|  | Alternative: | 2 | mg/L
|  | Based on: | 890.5882 | kg/day | 1959.2941 | lb/day
| Misc. Equipment | Pumps
|  | Single Stage Tubine |  |  |  |  | 9003236.8167 | 23.7866 | 90.0421 | 22789632.8763 | 0.16485 | 0.62403
|  | Variable Speed Turbine |  |  |  |  | 4748361.8577 | 12.5452 | 47.4888
|  | Centrifugal, Singe Stage |  |  |  |  | 1728164.3838 | 4.5658 | 17.2835
|  | Number of pumps: | 1 | pump(s)
|  | Height differential: | 1 | m | 3.2808 | ft
|  | Discharge pressure: | 1750 | kPa | 253.9913 | psi |  | Operating Cost Depend on Number and Horsepower only.
|  | Full flow rate: | 5.1539 | m3/s | 81699.3464 | gal/min
|  | Basis flow rate | 5.1539 | m3/s | 81699.3464 | gal/min
|  | Pump Efficiency: | 75 | %
|  | Pipe Diameter: | 0.1 | m | 3.937 | in
|  | Motor Efficiency: | 87 | %
|  | HP | 111482.2289
|  | Power consumption: | 128140.493 | kWhr
| Distrib. | Clearwell
|  | Below Ground Capacity: | 60000 | m3 | 15852.0476 | kgal | 8118781.1604 | 21.4499 | 81.1966
|  | Ground Level Capacity: | 55000 | m3 | 14531.0436 | kgal | 4317924.2849 | 11.408 | 43.1839
|  | Daily Production: | 3785 | m3 | 1000 | kgal
Note on D141: Saied Delagah: based on alk from S&DI calculates dosage required

## {d}Cost Index
Project Name | Date | [68 empty] | Construction Cost Index | [13 empty] | building cost index history
Model Development | 2004-06-07 | [12 empty] | Series Id: WPS117 | [13 empty] | Series Id: WPS114901 | [13 empty] | Series Id: WPS132 | [13 empty] | Series Id: WPS1013 | [14 empty] | JAN | FEB | MAR | APR | MAY | JUN | JUL | AUG | SEP | OCT | NOV | DEC | ANNUAL AVG
[14 empty] | Seasonally Adjusted | [13 empty] | Seasonally Adjusted | [13 empty] | Seasonally Adjusted | [13 empty] | Seasonally Adjusted | [13 empty] | 1990 | 4680 | 4685 | 4691 | 4693 | 4707 | 4732 | 4734 | 4752 | 4774 | 4771 | 4787 | 4777 | 4732
Cost Indices Data | [13 empty] | Group: Machinery and equipment | [13 empty] | Group: Machinery and equipment | [13 empty] | Group: Nonmetallic mineral products | [13 empty] | Group: Metals and metal products | [13 empty] | 1991 | 4777 | 4773 | 4772 | 4766 | 4801 | 4818 | 4854 | 4892 | 4891 | 4892 | 4896 | 4889 | 4835 | Building Cost Index History (1915-2004)
| Month | Year | [11 empty] | Item: Electrical machinery and equipment | [13 empty] | Item: Valves and fittings | [13 empty] | Item: Concrete ingredients and related products | [13 empty] | Item: Steel mill products | [13 empty] | 1992 | 4888 | 4884 | 4927 | 4946 | 4965 | 4973 | 4992 | 5032 | 5042 | 5052 | 5058 | 5059 | 4985 | HOW ENR BUILDS THE INDEX: 66.38 hours of skilled labor at the 20-city average of bricklayers, carpenters and structural ironworkers rates, plus 25 cwt of standard structural steel shapes at the mill price prior to 1996 and the fabricated 20-city price from 1996, plus 1.128 tons of portland cement at the 20-city price, plus 1,088 board-ft of 2 x 4 lumber at the 20-city price.
Date of Cost Indices Values | November | 2006 | [11 empty] | Base Date: 8200 | [13 empty] | Base Date: 8200 | [13 empty] | Base Date: 8200 | [13 empty] | Base Date: 6700 | [13 empty] | 1993 | 5071 | 5070 | 5106 | 5167 | 5262 | 5260 | 5252 | 5230 | 5255 | 5264 | 5278 | 5310 | 5210
|  |  |  | Desalination Costs | [65 empty] | 1994 | 5336 | 5371 | 5381 | 5405 | 5405 | 5408 | 5409 | 5424 | 5437 | 5437 | 5439 | 5439 | 5408
Cost Indices Categories: | November 2006 | Used For | Ratio for October 1978 (1913 basis) | Ratio for 1995 (1913 basis) | EPA October 1978 Costs | ENR June 2000 (1913 basis) | ENR October 1978 (1913 basis) | ENR October 1978 (1967 basis) | BLS October 1978 (1982 Basis) | BLS October 1978 (1967 Basis) | October 1978 Index used in EPA Manual | 1978 Index Type from EPA Manual | New 1978 Basis old number not used | Year | Jan | Feb | Mar | Apr | May | Jun | Jul | Aug | Sep | Oct | Nov | Dec | Annual | Year | Jan | Feb | Mar | Apr | May | Jun | Jul | Aug | Sep | Oct | Nov | Dec | Annual | Year | Jan | Feb | Mar | Apr | May | Jun | Jul | Aug | Sep | Oct | Nov | Dec | Annual | Year | Jan | Feb | Mar | Apr | May | Jun | Jul | Aug | Sep | Oct | Nov | Dec | Annual | 1995 | 5443 | 5444 | 5435 | 5432 | 5433 | 5432 | 5484 | 5506 | 5491 | 5511 | 5519 | 5524 | 5471
ENR Construction Cost Index | [13 empty] | 1982 | 98.8 | 98.9 | 99.2 | 99.7 | 99.9 | 100 | 99.9 | 100.1 | 100.3 | 100.7 | 101.3 | 101.5 |  | 1977 | 65 | 65.5 | 66 | 66.1 | 66.8 | 66.7 | 67 | 67.3 | 67.3 | 67.6 | 68.2 | 68.3 |  | 1978 | 67.2 | 67.5 | 68 | 68.9 | 69.2 | 69.8 | 70.4 | 71.1 | 71.7 | 72.5 | 73.3 | 73.7 |  | 1978 | 236.8 | 246.6 | 249 | 252.4 | 253.8 | 254.9 | 252.1 | 259.5 | 260.8 | 262.1 | 263.6 | 264.2 |  | 1996 | 5523 | 5532 | 5537 | 5550 | 5572 | 5597 | 5617 | 5652 | 5683 | 5719 | 5740 | 5744 | 5620 |  | JAN | FEB | MAR | APR | MAY | JUN | JUL | AUG | SEP | OCT | NOV | DEC | ANNUAL
Construction Cost | 7910.81 | Manufactured & Electrical Equipment | 2.7751 | 1.4563 |  |  | 2850.66 | 265.38 | 72.3 | 221.3 | 221.3 | BLS Electrical Machinery and Equipment Code 117 | 3384.0511 | 1983 | 101.6 | 102.3 | 102.4 | 102.6 | 103 | 103.2 | 104.4 | 104.4 | 105 | 104.9 | 105.1 | 105.5 |  | 1978 | 69 | 69.6 | 69.8 | 69.9 | 70.3 | 71 | 71.8 | 72.1 | 72.7 | 73.4 | 75.1 | 75.5 |  | 1979 | 75.4 | 76.3 | 77 | 76.9 | 77.5 | 78.2 | 78.8 | 79.4 | 80.1 | 81 | 81.8 | 82.6 |  | 1979 | 270.4 | 271.8 | 272.5 | 273.4 | 276.1 | 278.7 | 282.1 | 284.1 | 285.7 | 288.3 | 290.8 | 291.6 |  | 1997 | 5765 | 5769 | 5759 | 5799 | 5837 | 5860 | 5863 | 5854 | 5851 | 5848 | 5838 | 5858 | 5826 | [13 empty] | AVG
Wage ($/hr) | 29.05 | Labor (for operating the plant - approximation) | 2.8122 | 0.91266 |  |  | 10.33 | [6 empty] | 1984 | 105.7 | 105.9 | 106.4 | 106.8 | 107.1 | 107.7 | 107.7 | 107.8 | 108 | 108.4 | 108.7 | 108.8 |  | 1979 | 76.3 | 76.6 | 77.1 | 77.7 | 78.6 | 78.9 | 79.3 | 80.1 | 81 | 81.9 | 82.6 | 83.5 |  | 1980 | 84.7 | 85.2 | 85.8 | 86.5 | 87.2 | 87.9 | 88.9 | 90 | 90.4 | 90.9 | 91.4 | 91.8 |  | 1980 | 292.1 | 294.2 | 295.5 | 301.7 | 304.6 | 307.6 | 298.3 | 300.7 | 302.8 | 307.8 | 311.6 | 316.5 |  | 1998 | 5852 | 5874 | 5875 | 5883 | 5881 | 5895 | 5921 | 5929 | 5963 | 5986 | 5995 | 5991 | 5920 | 1990 | 2664 | 2668 | 2673 | 2676 | 2691 | 2715 | 2716 | 2716 | 2730 | 2728 | 2730 | 2720 | 2702
ENR Building Cost Index | [13 empty] | 1985 | 109.2 | 109.4 | 109.5 | 109.2 | 109.5 | 109.5 | 109.6 | 109.7 | 109.9 | 110 | 109.9 | 110.1 |  | 1980 | 84.2 | 84.8 | 86.4 | 88.4 | 88.5 | 89.4 | 89.9 | 90.2 | 90.8 | 91.4 | 91.8 | 92.2 |  | 1981 | 92.8 | 93.3 | 93.8 | 94.9 | 95.2 | 95.7 | 95.9 | 96.1 | 96.7 | 97 | 97.7 | 97.9 |  | 1981 | 321 | 322.9 | 328.7 | 328.8 | 330.5 | 334.2 | 341.8 | 344.9 | 347.7 | 349.4 | 351.1 | 352.1 |  | 1999 | 6000 | 5992 | 5986 | 6008 | 6006 | 6039 | 6076 | 6091 | 6128 | 6134 | 6127 | 6127 | 6059 | 1991 | 2720 | 2716 | 2715 | 2709 | 2723 | 2733 | 2757 | 2792 | 2785 | 2786 | 2791 | 2784 | 2751
Building Cost | 4462.38 | Housing | 2.5927 | 1.4418 |  |  | 1721.13 | 254.76 |  |  | 254.76 | ENR Building Cost Index (1967 Base) | 3113.195 | 1986 | 110.2 | 110.4 | 110.7 | 110.9 | 111.1 | 111.1 | 111.4 | 111.5 | 111.8 | 111.7 | 111.9 | 112 |  | 1981 | 92.7 | 93.3 | 94.3 | 94.9 | 95.1 | 95.5 | 96.2 | 97 | 98.2 | 98 | 98.3 | 98.8 |  | 1982 | 98.4 | 99.1 | 99.5 | 98.8 | 100 | 100.5 | 100.5 | 100.3 | 100.5 | 100.6 | 101.2 | 100.4 |  | 1982 | 348.9 | 350.3 | 350.5 | 349 | 350.6 | 352 | [8 empty] | JAN | FEB | MAR | APR | MAY | JUN | JUL | AUG | SEP | OCT | NOV | DEC | ANNUAL AVG | 1992 | 2784 | 2775 | 2799 | 2809 | 2828 | 2838 | 2845 | 2854 | 2857 | 2867 | 2873 | 2875 | 2834
Skilled Labor | 7449.82 | Excavation and Sitework, Labor | 3.0222 | 1.2989 |  |  | 2465 | 247 |  |  | 247 | ENR Skilled Labor Wage Index (1967 Base) | 5335.9241 | 1987 | 112.2 | 112.2 | 112.2 | 112.2 | 112.4 | 112.4 | 112.7 | 112.9 | 112.8 | 113.1 | 113.3 | 113.5 |  | 1982 | 99.5 | 99.6 | 99.2 | 99.1 | 99.3 | 99.4 | 100.2 | 100.5 | 100.8 | 100.6 | 100.9 | 101.1 |  | 1983 | 99.3 | 99.9 | 99.3 | 100.2 | 100.4 | 100.9 | 101.1 | 101.9 | 102.4 | 102.6 | 102.5 | 102.6 | [15 empty] | 2000 | 6130 | 6160 | 6202 | 6201 | 6233 | 6238 | 6225 | 6233 | 6224 | 6259 | 6266 | 6283 | 6221 | 1993 | 2886 | 2886 | 2915 | 2976 | 3071 | 3066 | 3038 | 3014 | 3009 | 3016 | 3029 | 3046 | 2996
ENR Materials Cost Index | [13 empty] | 1988 | 113.6 | 113.9 | 113.7 | 113.9 | 114.5 | 114.3 | 114.3 | 114.7 | 114.9 | 115.1 | 115.3 | 115.5 | [15 empty] | 1984 | 102.5 | 103.2 | 104.4 | 104.1 | 105 | 104.9 | 105.3 | 105.7 | 105.9 | 106 | 106.9 | 107.3 | [15 empty] | 2001 | 6281 | 6272 | 6279 | 6286 | 6288 | 6318 | 6404 | 6389 | 6391 | 6397 | 6410 | 6390 | 6343 | 1994 | 3071 | 3106 | 3116 | 3127 | 3125 | 3115 | 3107 | 3109 | 3116 | 3116 | 3109 | 3110 | 3111
Materials | 2637.27 | Piping & Valves | 2.0813 | 1.1884 |  |  | 1267.1 |  | 73.2 | 236.4 | 236.4 | BLS Valves an Fittings Code 114901 | 1973.7988 | 1989 | 116.1 | 116.4 | 116.6 | 116.8 | 117.1 | 117.6 | 117.8 | 118 | 118 | 118.4 | 118.4 | 118.5 | [15 empty] | 1985 | 107.4 | 107.7 | 107.9 | 108.1 | 108.5 | 108.8 | 108.7 | 108.9 | 108.7 | 108.8 | 108.9 | 109.3 | [15 empty] | 2002 | 6462 | 6462 | 6502 | 6480 | 6512 | 6532 | 6605 | 6592 | 6589 | 6579 | 6578 | 6563 | 6538 | 1995 | 3112 | 3111 | 3103 | 3100 | 3096 | 3095 | 3114 | 3121 | 3109 | 3117 | 3131 | 3128 | 3111
Materials | 2637.27 | Maintanace Materials | 2.0813 | 1.1884 |  |  | 1267.1 |  |  |  | - | - | 2036.8129 | 1990 | 118.6 | 118.4 | 118.8 | 119 | 119 | 119.2 | 119.4 | 119.4 | 119.6 | 119.8 | 119.9 | 120.1 | [15 empty] | 1986 | 109.9 | 109.5 | 109.4 | 109.7 | 109 | 109.1 | 109.3 | 109.2 | 109.5 | 109.7 | 110.1 | 109 | [15 empty] | 2003 | 6581 | 6640 | 6627 | 6635 | 6642 | 6694 | 6695 | 6733 | 6741 | 6771 | 6794 | 6782 | 6694 | 1996 | 3127 | 3131 | 3135 | 3148 | 3161 | 3178 | 3190 | 3223 | 3246 | 3284 | 3304 | 3311 | 3203
Cement ($/ton) | 94.42 | Concrete | 1.9561 | 1.166 |  |  | 48.27 |  | 71.6 | 247 | 247 | BLS Concrete Ingredients Code 132 | 67.5439 | 1991 | 120.4 | 120.4 | 120.5 | 120.7 | 120.7 | 120.8 | 120.9 | 120.9 | 120.9 | 120.9 | 121 | 121.2 | [15 empty] | 1987 | 109.4 | 109.7 | 109.9 | 110 | 110.1 | 110.5 | 110.7 | 110.7 | 110.9 | 111 | 111.2 | 111.3 |  | Series Id: WPU1013 | [13 empty] | 2004 | JAN: 6825; FEB: 6862; MAR: 6957*; APR: 7017; MAY: 7065; JUN: 7109 |  | 1997 | 3332 | 3333 | 3323 | 3364 | 3377 | 3396 | 3392 | 3385 | 3378 | 3372 | 3350 | 3370 | 3364
Steel ($/CWT) | 40.4 | Steel | 2.5683 | 1.4281 |  |  | 15.73 |  | 75 | 262.1 | 262.1 | BLS Steel Mill Products Code 1013 | 29.675 | 1992 | 120.8 | 121.1 | 121.3 | 121.1 | 121.3 | 121.2 | 121.2 | 121.4 | 121.3 | 121.5 | 121.7 | 121.9 |  | Series Id: WPU114901 | [13 empty] | 1988 | 111.5 | 111.7 | 111.4 | 111.9 | 112 | 112 | 112 | 112.2 | 112.1 | 112.1 | 112.3 | 112.6 |  | Not Seasonally Adjusted | [13 empty] | Base: 1913=100 | [13 empty] | 1998 | 3363 | 3372 | 3368 | 3375 | 3374 | 3379 | 3382 | 3391 | 3414 | 3423 | 3424 | 3419 | 3391
Other | [13 empty] | 1993 | 121.9 | 121.9 | 122.1 | 122.4 | 122.3 | 122.4 | 122.4 | 122.6 | 122.7 | 122.8 | 122.9 | 122.9 |  | Not Seasonally Adjusted | [13 empty] | 1989 | 112.6 | 112.4 | 112.1 | 112.6 | 112.7 | 113 | 113.2 | 113.2 | 113.8 | 114 | 114.1 | 114.2 |  | Group: Metals and metal products | [13 empty] | *= Revised | [13 empty] | 1999 | 3425 | 3417 | 3411 | 3421 | 3422 | 3433 | 3460 | 3474 | 3504 | 3505 | 3498 | 3497 | 3456
Electricity Cost ($/kWHr) 3 | 0.07 | Power | 2.3333 | 1 | 0.03 | [5 empty] | - | - | 0.03 | [14 empty] | Group: Machinery and equipment | [13 empty] | 1990 | 114 | 114.5 | 114.6 | 114.7 | 115.1 | 115.1 | 115.2 | 115.4 | 115.9 | 116.1 | 116.5 | 116.4 |  | Item: Steel mill products | [28 empty] | JAN | FEB | MAR | APR | MAY | JUN | JUL | AUG | SEP | OCT | NOV | DEC | ANNUAL
[28 empty] | Item: Valves and fittings | [13 empty] | 1991 | 117.2 | 118.4 | 118.2 | 118.1 | 118.4 | 118.5 | 118.6 | 118.7 | 118.6 | 118.7 | 118.8 | 118.8 |  | Base Date: 6700 | [40 empty] | AVG
Rates and Lifecycles | [27 empty] | Base Date: 8200 | [13 empty] | 1992 | 118.9 | 118.9 | 119.4 | 118.8 | 119 | 119 | 119.3 | 119.4 | 119.5 | 119.9 | 120.2 | 120.5 | [15 empty] | ANNUAL AVERAGE | [13 empty] | 2000 | 3503 | 3523 | 3536 | 3534 | 3558 | 3553 | 3545 | 3546 | 3539 | 3547 | 3541 | 3548 | 3539
Interest Rate (%) | 6 | On Construction & Bond Money | [9 empty] | BLS = Bureau of Labor Statistics | [29 empty] | 1993 | 121 | 121.2 | 121.5 | 122.6 | 122.7 | 123.2 | 123.5 | 123.7 | 124.6 | 125.6 | 125.5 | 126 |  | Year | Jan | Feb | Mar | Apr | May | Jun | Jul | Aug | Sep | Oct | Nov | Dec | Annual | 1908 | 97 | 1931 | 181 | 1954 | 628 | 1977 | 2576 | [6 empty] | 2001 | 3545 | 3536 | 3541 | 3541 | 3547 | 3572 | 3625 | 3605 | 3597 | 3602 | 3596 | 3577 | 3574
Amortization time (yr) | 30 | For Bond Period | [9 empty] | http://www.bls.gov/ppi/home.htm#data |  | Series Id: WPU117 | [13 empty] | Year | Jan | Feb | Mar | Apr | May | Jun | Jul | Aug | Sep | Oct | Nov | Dec | Annual | 1994 | 126.5 | 126.8 | 127.4 | 127.7 | 127.9 | 128.5 | 128.8 | 129.5 | 129.8 | 130.3 | 130.5 | 131 |  | 1978 | 237.5 | 246.4 | 248.8 | 252.9 | 253.5 | 253.9 | 254.1 | 260.3 | 260.5 | 262.1 | 262 | 262.1 | 254.5 | 1909 | 91 | 1932 | 157 | 1955 | 660 | 1978 | 2776 |  |  | 1976-06-30 | 2401 |  |  | 2002 | 3581 | 3581 | 3597 | 3583 | 3612 | 3624 | 3652 | 3648 | 3655 | 3651 | 3654 | 3640 | 3623
Water Rate ($/kgal) | 0 | Cost of Feed Source Water | [9 empty] | PPI Page => "Get Detailed PPI Statistics" => "Create Customized Tables" => "Commodity Data" |  | Not Seasonally Adjusted | [13 empty] | 1977 | 64.8 | 65.4 | 65.9 | 66.2 | 67 | 67.1 | 67.3 | 67.4 | 67.2 | 67.4 | 67.9 | 68 | 66.8 | 1995 | 131.9 | 132.5 | 133 | 133.7 | 134.3 | 134.7 | 135.3 | 135.4 | 135.9 | 136 | 136.4 | 136.7 |  | 1979 | 271.5 | 271.8 | 272.5 | 275 | 276.7 | 277.3 | 284.6 | 284.7 | 284.8 | 288.3 | 288.8 | 289.3 | 280.4 | 1910 | 96 | 1933 | 170 | 1956 | 692 | 1979 | 3003 |  |  | 1977-06-30 | 2576 |  |  | 2003 | 3648 | 3655 | 3649 | 3652 | 3660 | 3677 | 3683 | 3712 | 3717 | 3745 | 3765 | 3757 | 3693
[12 empty] | http://data.bls.gov/labjava/outside.jsp?survey=wp |  | Group: Machinery and equipment | [13 empty] | 1978 | 68.8 | 69.6 | 69.9 | 70.1 | 70.6 | 71.4 | 72.1 | 72.1 | 72.5 | 73.2 | 74.7 | 75 | 71.7 | 1996 | 136.9 | 137.1 | 137.7 | 137.9 | 138.6 | 138.5 | 138.9 | 139.1 | 139.9 | 140.2 | 140.6 | 140.8 |  | 1980 | 293.6 | 294.2 | 295.5 | 304.1 | 305.5 | 305.8 | 301 | 301 | 301 | 307.5 | 309.4 | 313.7 | 302.7 | 1911 | 93 | 1934 | 198 | 1957 | 724 | 1980 | 3237 |  |  | 1978-06-30 | 2776 |  |  | 2004 | 3767 | 3802 | 3859* | 3908 | 3956 | 3996
Notes | [13 empty] | Item: Electrical machinery and equipment | [13 empty] | 1979 | 76.1 | 76.6 | 77.1 | 78.1 | 79 | 79.3 | 79.6 | 80 | 80.5 | 81.6 | 82.3 | 82.9 | 79.4 | 1997 | 141.1 | 141.3 | 141.4 | 141.6 | 142.1 | 142.3 | 142.6 | 143 | 143 | 143.6 | 143.8 | 144.3 |  | 1981 | 322.6 | 322.9 | 328.7 | 331.8 | 331.8 | 332.2 | 344.9 | 344.9 | 345.3 | 348.7 | 348.6 | 348.9 | 337.6 | 1912 | 91 | 1935 | 196 | 1958 | 759 | 1981 | 3535 |  |  | 1979-06-30 | 3003 |  |  | Base: 1913=100
[11 empty] | 0.089399 |  |  | 1977 | 65.1 | 65.4 | 65.6 | 65.7 | 66 | 66.1 | 66.5 | 66.7 | 67.2 | 67.9 | 68.2 | 68.2 | 66.6 | [14 empty] | 2001 | 157.6 | 158.2 | 158.2 | 158.4 | 158.5 | 158.6 | 159.2 | 159.5 | 159.6 | 160 | 160.3 | 160.5 |  | Seasonally Adjusted | [13 empty] | 1916 | 130 | 1939 | 236 | 1962 | 872 | 1985 | 4195 |  |  | y = 0.5748x - 13681 |  |  |  | ANNUAL AVERAGE
References | [13 empty] | 1978 | 69.1 | 69.4 | 69.9 | 70.3 | 70.6 | 71.1 | 71.4 | 71.6 | 71.9 | 72.3 | 73.2 | 73.6 | 71.2 | [14 empty] | 2002 | 160.8 | 161.1 | 161.3 | 162.2 | 162.4 | 162.5 | 162.9 | 163.1 | 163.3 | 163.6 | 163.8 | 164 |  | Group: Metals and metal products | [13 empty] | 1917 | 181 | 1940 | 242 | 1963 | 901 | 1986 | 4295 |  |  | -13681 |  |  |  | 1915 | 95 | 1936 | 172 | 1957 | 509 | 1978 | 1654 |  |  | 1976-06-30 | 1425
ENR - Engineering News Record Construction Cost Index published monthly by McGraw Hill in New York City (212-512-2000) | [11 empty] | Producer Price Index |  | 1979 | 73.9 | 74.6 | 75.1 | 75.6 | 76.2 | 76.7 | 77.7 | 78.2 | 78.8 | 79.6 | 79.8 | 80.6 | 77.2 | [14 empty] | 2003 | 164 | 164.4 | 164.6 | 164.2 | 164.3 | 164.7 | 164.8 | 164.7 | 165.1 | 165.3 | 165.8 | 165.8 |  | Item: Steel mill products | [13 empty] | 1918 | 189 | 1941 | 258 | 1964 | 936 | 1987 | 4406 | [6 empty] | 1916 | 131 | 1937 | 196 | 1958 | 525 | 1979 | 1919 |  |  | 1977-06-30 | 1545
See http://www.enr.com | [13 empty] | 1980 | 82.3 | 83.9 | 84.9 | 85.9 | 86.3 | 87.1 | 88 | 88.5 | 89 | 89.4 | 89.6 | 90.2 | 87.1 | [14 empty] | 2004 | 166.6 | 166.9(P) | 167.2(P) | 167.8(P) | 168.8(P) | [8 empty] | Base Date: 8200 | [13 empty] | 1919 | 198 | 1942 | 276 | 1965 | 971 | 1988 | 4519 | [6 empty] | 1917 | 167 | 1938 | 197 | 1959 | 548 | 1980 | 1941 |  |  | 1978-06-30 | 1654
http://www.enr.com/features/conEco/costIndexes/mostRecentIndexes.asp | [13 empty] | 1981 | 91.5 | 92.3 | 93.3 | 93.9 | 93.9 | 94.7 | 95.5 | 96.2 | 96.8 | 97.3 | 97.6 | 98 | 95.1 | [14 empty] | P : Preliminary. All indexes are subject to revision four months after original publication. | [27 empty] | 1920 | 251 | 1943 | 290 | 1966 | 1019 | 1989 | 4615 | [6 empty] | 1918 | 159 | 1939 | 197 | 1960 | 559 |  |  |  |  | 1979-06-30 | 1919
[14 empty] | 1982 | 98.8 | 99.1 | 99.5 | 100 | 99.9 | 100 | 100 | 100.1 | 100.1 | 100.5 | 100.9 | 101.2 | 100 | [28 empty] | Year | Jan | Feb | Mar | Apr | May | Jun | Jul | Aug | Sep | Oct | Nov | Dec | Annual | 1921 | 202 | 1944 | 299 | 1967 | 1074 | [8 empty] | 1919 | 159 | 1940 | 203 | 1961 | 568 | 1982 | 2234 |  |  | 1980-06-30 | 1941
2 EPA-600/2-79-162 "Estimating Water Treatment Costs" | [13 empty] | 1983 | 101.6 | 102.4 | 102.6 | 102.9 | 103 | 103.1 | 104.4 | 104.4 | 104.9 | 104.8 | 104.9 | 105.3 | 103.7 | [28 empty] | 1977 | 63.2 | 63.4 | 64.2 | 64.3 | 64.7 | 64.7 | 66.3 | 66.7 | 67.8 | 67.8 | 68.2 | 68.3 |  | 1922 | 174 | 1945 | 308 | 1968 | 1155 | [8 empty] | 1920 | 207 | 1941 | 211 | 1962 | 580 | 1983 | 2384 |  |  | 1981-06-30 | 2097
[14 empty] | 1984 | 105.7 | 106.1 | 106.5 | 107 | 107.1 | 107.6 | 107.7 | 107.7 | 107.9 | 108.3 | 108.6 | 108.7 | 107.4 | [28 empty] | 1978 | 67.7 | 70.5 | 71.2 | 72.2 | 72.5 | 72.8 | 72.3 | 74.2 | 74.6 | 74.9 | 75.4 | 75.5 |  | 1923 | 214 | 1946 | 346 | 1969 | 1269 | [8 empty] | 1921 | 166 | 1942 | 222 | 1963 | 594 | 1984 | 2417 |  |  | 1978-10-31
3 DOE - Department of Energy "Electric Power Monthly" | [13 empty] | 1985 | 109.3 | 109.6 | 109.6 | 109.3 | 109.5 | 109.4 | 109.6 | 109.7 | 109.8 | 109.9 | 109.8 | 110 | 109.6 | [28 empty] | 1979 | 77.4 | 77.8 | 77.8 | 78.1 | 79 | 79.6 | 81.5 | 81.2 | 81.6 | 82.4 | 83.1 | 83.4 |  | 1924 | 215 | 1947 | 413 | 1970 | 1381 | [8 empty] | 1922 | 155 | 1943 | 229 | 1964 | 612 | 1985 | 2428 |  |  | 1930 | just estimated by approximation
Source of DOE data: Energy Information Administration, Form EIA-826, "Monthly Electric Sales and Revenue Report with State Distributions Report." | [13 empty] | 1986 | 110.3 | 110.6 | 110.8 | 111 | 111 | 110.9 | 111.5 | 111.5 | 111.7 | 111.7 | 111.8 | 111.9 | 111.2 | [14 empty] | Series Id: WPU132 | [13 empty] | 1980 | 83.7 | 84.2 | 84.2 | 86.3 | 87.1 | 87.7 | 86.5 | 86.1 | 86.5 | 87.9 | 88.9 | 90.4 |  | 1925 | 207 | 1948 | 461 | 1971 | 1581 | [8 empty] | 1923 | 186 | 1944 | 235 | 1965 | 627 | 1986 | 2483
http://www.eia.doe.gov/cneaf/electricity/epm/table5_6_a.html | [13 empty] | 1987 | 112.3 | 112.4 | 112.3 | 112.2 | 112.3 | 112.2 | 112.7 | 112.9 | 112.7 | 113.1 | 113.2 | 113.4 | 112.6 | [14 empty] | Not Seasonally Adjusted | [13 empty] | 1981 | 91.9 | 92.4 | 93.8 | 94.3 | 94.6 | 95.2 | 99.1 | 98.8 | 99.3 | 99.6 | 99.9 | 100.2 |  | 1926 | 208 | 1949 | 477 | 1972 | 1753 | [8 empty] | 1924 | 186 | 1945 | 239 | 1966 | 650 | 1987 | 2541
http://www.eia.doe.gov/cneaf/electricity/epm/epm_sum.html | [13 empty] | 1988 | 113.7 | 114.1 | 113.7 | 113.8 | 114.4 | 114.2 | 114.4 | 114.7 | 114.8 | 115.1 | 115.2 | 115.4 | 114.5 | [14 empty] | Group: Nonmetallic mineral products | [13 empty] | 1982 | 100 | 100.2 | 100.1 | 100.2 | 100.7 | 100.4 | 99.9 | 99.9 | 99.9 | 99.8 | 99.7 | 98.9 |  | 1927 | 206 | 1950 | 510 | 1973 | 1895 | [8 empty] | 1925 | 183 | 1946 | 262 | 1967 | 676 | 1988 | 2598
[14 empty] | 1989 | 116.2 | 116.6 | 116.7 | 116.8 | 117 | 117.5 | 117.9 | 118 | 117.9 | 118.4 | 118.3 | 118.4 | 117.5 | [14 empty] | Item: Concrete ingredients and related products | [13 empty] | 1983 | 98.2 | 100.6 | 100.1 | 99.9 | 100.2 | 100.4 | 100.5 | 100.7 | 102.5 | 102.1 | 102.6 | 103.1 |  | 1928 | 207 | 1951 | 543 | 1974 | 2020 | [8 empty] | 1926 | 185 | 1947 | 313 | 1968 | 721 | 1989 | 2634
[14 empty] | 1990 | 118.9 | 118.6 | 118.9 | 119 | 119 | 119.2 | 119.5 | 119.4 | 119.5 | 119.6 | 119.8 | 119.9 | 119.3 | [14 empty] | Base Date: 8200 | [13 empty] | 1984 | 103.7 | 104.2 | 104.2 | 104.3 | 104.4 | 104.7 | 105.3 | 105.4 | 105.1 | 104.9 | 105 | 105.5 |  | 1929 | 207 | 1952 | 569 | 1975 | 2212 | [8 empty] | 1927 | 186 | 1948 | 341 | 1969 | 790
[14 empty] | 1991 | 120.5 | 120.6 | 120.7 | 120.9 | 120.7 | 120.8 | 120.9 | 120.9 | 120.8 | 120.8 | 120.9 | 120.9 | 120.8 | [28 empty] | 1985 | 105.1 | 105.3 | 105.3 | 105.2 | 105.1 | 104.9 | 104.8 | 104.6 | 104.4 | 104 | 104 | 104.4 |  | 1930 | 203 | 1953 | 600 | 1976 | 2401 | [8 empty] | 1928 | 188 | 1949 | 352 | 1970 | 836
[14 empty] | 1992 | 120.9 | 121.2 | 121.4 | 121.2 | 121.3 | 121.2 | 121.2 | 121.2 | 121.2 | 121.4 | 121.6 | 121.7 | 121.3 | [14 empty] | Year | Jan | Feb | Mar | Apr | May | Jun | Jul | Aug | Sep | Oct | Nov | Dec | Annual | 1986 | 99.6 | 99.5 | 99.5 | 99.5 | 99.9 | 100 | 100 | 100.1 | 100.1 | 99.8 | 99.6 | 99.9 | [15 empty] | 1929 | 191 | 1950 | 375 | 1971 | 948
I called Tim to find out what the difference was between the Construction Cost Index (CCI) listed in the EPA Manual “Estimating Water Treatment Costs” and the value for 1978 on ENR.com. The CCI given in the EPA Manual is for October of 1978 and has a value of 265.38, the CCI listed in the ENR building cost index history for 1978 is 2776. | [13 empty] | 1993 | 122 | 122.2 | 122.2 | 122.6 | 122.4 | 122.4 | 122.4 | 122.5 | 122.6 | 122.7 | 122.8 | 122.7 | 122.5 | [14 empty] | 1978 | 67.7 | 68 | 68.4 | 69.9 | 70 | 70.2 | 70.7 | 71 | 71.3 | 71.6 | 72.1 | 72.1 | 70.2 | 1987 | 100.8 | 101.2 | 101.2 | 101.1 | 101 | 101 | 101.4 | 101.8 | 102.4 | 105 | 105.6 | 105.7 | [15 empty] | 1930 | 185 | 1951 | 401 | 1972 | 1048
[14 empty] | 1994 | 123.1 | 123.2 | 123.3 | 123.6 | 123.7 | 123.7 | 123.8 | 123.5 | 123.4 | 123.2 | 123.4 | 123.4 | 123.4 | [14 empty] | 1979 | 76.1 | 76.9 | 77.4 | 78.1 | 78.2 | 78.5 | 79.1 | 79.3 | 79.6 | 80.1 | 80.5 | 81 | 78.7 | 1988 | 107.2 | 107.8 | 108.4 | 109.8 | 110.6 | 111 | 111.4 | 112.3 | 112.3 | 113 | 112.5 | 112.4 | [15 empty] | 1931 | 168 | 1952 | 416 | 1973 | 1138
The value given in the EPA manual of 265.38 is a 1967 base-year value. The current method of reporting CCI uses a 1913 base year (CCI 1913 = 100), which is were the 2776 comes from. To convert from 1967 base year to 1913 base year, use the following formula: | [13 empty] | 1995 | 123.9 | 124.2 | 124.1 | 124.2 | 124.2 | 124.1 | 124 | 124 | 124.2 | 124.8 | 124.9 | 124.3 | 124.2 | [14 empty] | 1980 | 85.5 | 86 | 86.3 | 87.7 | 87.9 | 88.1 | 89 | 89.9 | 90 | 90 | 90.1 | 90.2 | 88.4 | 1989 | 113.8 | 114.3 | 114.8 | 115.2 | 114.9 | 114.9 | 114.7 | 114.4 | 114.7 | 114.4 | 114.2 | 114 | [15 empty] | 1932 | 131 | 1953 | 431 | 1974 | 1205
[14 empty] | 1996 | 124.6 | 124.6 | 124.1 | 123.6 | 123.2 | 122.9 | 123.1 | 123.2 | 123.2 | 122.9 | 122.9 | 123.2 | 123.4 | [14 empty] | 1981 | 93.5 | 94 | 94.4 | 96 | 96 | 96 | 96.1 | 96.1 | 96.3 | 96.3 | 96.3 | 96.4 | 95.6 | 1998 | 116.5 | 116.6 | 116.1 | 115.5 | 115.2 | 114.7 | 114.2 | 113.8 | 112.6 | 111.4 | 110.2 | 108.9 | [15 empty] | 1933 | 148 | 1954 | 446 | 1975 | 1306
[14 empty] | 1997 | 123 | 122.9 | 122.7 | 122.6 | 122.4 | 122.4 | 122.6 | 122.1 | 122 | 121.6 | 121.8 | 121.8 | 122.3 | [14 empty] | 1982 | 98.8 | 99.5 | 99.9 | 99.8 | 100.8 | 100.9 | 100.6 | 100.4 | 100.3 | 100 | 100 | 98.9 | 100 | 1999 | 107.6 | 106.4 | 106 | 105.4 | 104.7 | 105 | 104.2 | 104.2 | 104 | 104.7 | 105.4 | 106.3 | [15 empty] | 1934 | 167 | 1955 | 469 | 1976 | 1425
[14 empty] | 1998 | 121.8 | 121.6 | 121.5 | 121.2 | 121.1 | 121.1 | 120.8 | 120.7 | 120.6 | 120.6 | 120.6 | 120.4 | 121 | [14 empty] | 1983 | 99.1 | 100 | 99.5 | 100.9 | 101.2 | 101.4 | 101.3 | 102.1 | 102.3 | 102.2 | 101.6 | 101.5 | 101.1 | 2000 | 107.9 | 108.8 | 109.1 | 109.9 | 110.4 | 109.7 | 109.3 | 108.2 | 107.8 | 107.2 | 106 | 105.6 | [15 empty] | 1935 | 166 | 1956 | 491 | 1977 | 1545
[14 empty] | 1999 | 120.6 | 120.6 | 120.5 | 120.3 | 119.8 | 119.6 | 119.5 | 119.4 | 119.2 | 119.3 | 119.3 | 119.3 | 119.8 | [14 empty] | 1984 | 101.8 | 103.2 | 104.6 | 104.6 | 105.8 | 105.4 | 105.5 | 106 | 105.9 | 105.7 | 106 | 106.3 | 105.1 | 2001 | 104.5 | 103.7 | 103.2 | 102.2 | 101.8 | 101 | 100.7 | 100.3 | 99.9 | 99.4 | 99.3 | 99.1
The CCI is occasionally reported in some issues of ENR as 1967 cost basis, but is reported monthly for the 1913 base year. The 1967 value can be found in the March 22, 2004 issue of ENR. | [13 empty] | 2000 | 119 | 118.8 | 118.6 | 118.7 | 118.8 | 118.8 | 119 | 118.9 | 118.9 | 118.7 | 118.6 | 118.1 | 118.7 | [14 empty] | 1985 | 106.8 | 107.6 | 108.2 | 108.5 | 109.3 | 109.3 | 108.9 | 109.1 | 108.7 | 108.6 | 108.1 | 108.4 | 108.5 | 2002 | 99.1 | 99.3 | 100.3 | 101.3 | 102.6 | 104.3 | 105.4 | 106.7 | 108.8 | 109.6 | 109.9 | 110.1
[14 empty] | 2001 | 118.2 | 118 | 118.1 | 117.8 | 117.7 | 117.4 | 117.1 | 116.9 | 116.8 | 116.7 | 116.7 | 116.7 | 117.3 | [14 empty] | 1986 | 109.4 | 109.4 | 109.7 | 110.1 | 109.7 | 109.5 | 109.4 | 109.3 | 109.4 | 109.5 | 109.5 | 108.2 | 109.4 | 2003 | 110.4 | 110.9 | 110.2 | 110 | 109.3 | 108.6 | 107.8 | 107.7 | 107.8 | 109.3 | 110.2 | 111.9
[14 empty] | 2002 | 116.9 | 116.9 | 117.1 | 116.6 | 116.4 | 116.4 | 116 | 116.1 | 116.1 | 115.8 | 115.8 | 115.4 | 116.3 | [14 empty] | 1987 | 109.1 | 109.6 | 110.1 | 110.4 | 110.7 | 110.8 | 110.8 | 110.8 | 110.8 | 110.8 | 110.8 | 110.6 | 110.4 | 2004 | 116.4 | 122.1(P) | 127.8(P) | 135.9(P) | 143.2(P)
[14 empty] | 2003 | 115.3 | 115 | 115.1 | 115.2 | 115.2 | 114.9 | 114.6 | 114.4 | 114.4 | 114.2 | 114.2 | 114 | 114.7 | [14 empty] | 1988 | 111.3 | 111.6 | 111.6 | 112.3 | 112.6 | 112.3 | 112.1 | 112.2 | 112 | 111.9 | 111.9 | 111.9 | 112 | P : Preliminary. All indexes are subject to revision four months after original publication.
[14 empty] | 2004 | 113.5 | 114.1(P) | 113.9(P) | 114.5(P) | 114.6(P) | [22 empty] | 1989 | 112.3 | 112.3 | 112.3 | 113.1 | 113.3 | 113.3 | 113.3 | 113.2 | 113.7 | 113.8 | 113.6 | 113.6 | 113.2
[14 empty] | P : Preliminary. All indexes are subject to revision four months after original publication. | [27 empty] | 1990 | 113.9 | 114.3 | 114.8 | 115.2 | 115.5 | 115.5 | 115.3 | 115.5 | 115.8 | 115.8 | 116 | 115.9 | 115.3
[42 empty] | 1991 | 117.1 | 118.3 | 118.3 | 118.6 | 118.8 | 118.9 | 118.7 | 118.8 | 118.5 | 118.5 | 118.3 | 118.2 | 118.4
[42 empty] | 1992 | 118.8 | 118.8 | 119.4 | 119.3 | 119.4 | 119.4 | 119.4 | 119.5 | 119.4 | 119.6 | 119.7 | 119.9 | 119.4
[42 empty] | 1993 | 120.9 | 121.1 | 121.4 | 123.2 | 123.2 | 123.5 | 123.7 | 123.8 | 124.5 | 125.5 | 125.2 | 125.3 | 123.4 | Series Id: WPU1017
[42 empty] | 1994 | 126.2 | 126.6 | 127 | 128.4 | 128.4 | 129 | 129.2 | 129.7 | 129.8 | 130.2 | 130.2 | 130.2 | 128.7 | Not Seasonally Adjusted
[42 empty] | 1995 | 131.6 | 132.1 | 132.4 | 134.5 | 134.8 | 135.2 | 135.7 | 135.7 | 135.9 | 135.8 | 136 | 135.9 | 134.7 | Group: Metals and metal products
[42 empty] | 1996 | 136.5 | 136.7 | 137 | 138.6 | 139.2 | 139.2 | 139.4 | 139.3 | 140 | 140 | 140.2 | 140 | 138.8 | Item: Steel mill products
[42 empty] | 1997 | 140.7 | 140.7 | 140.8 | 142.3 | 142.7 | 143 | 143.2 | 143.3 | 143.2 | 143.4 | 143.2 | 143.4 | 142.5 | Base Date: 8200
[42 empty] | 1998 | 144.2 | 144.6 | 145 | 147.3 | 147.6 | 148.4 | 148.8 | 148.9 | 149 | 149 | 149 | 149.3 | 147.6
[42 empty] | 1999 | 150.4 | 150.7 | 151 | 151.7 | 152.1 | 152.4 | 152.6 | 152.8 | 153 | 153 | 153.2 | 153 | 152.1 | Year | Jan | Feb | Mar | Apr | May | Jun | Jul | Aug | Sep | Oct | Nov | Dec | Annual
[42 empty] | 2000 | 153.8 | 153.9 | 154.3 | 155.3 | 156 | 156.2 | 156.3 | 156.3 | 156.4 | 156.3 | 156.3 | 155.8 | 155.6 | 1977 | 63.3 | 63.3 | 64 | 64.2 | 64.4 | 64.5 | 66.8 | 67.1 | 68 | 67.9 | 67.9 | 67.9 | 65.8
[42 empty] | 2001 | 157.2 | 157.9 | 157.9 | 158.9 | 159.2 | 159.3 | 159.6 | 159.8 | 159.8 | 159.9 | 159.7 | 159.7 | 159.1 | 1978 | 67.9 | 70.5 | 71.2 | 72.3 | 72.5 | 72.6 | 72.7 | 74.5 | 74.5 | 75 | 75 | 75 | 72.8
[42 empty] | 2002 | 160.5 | 160.9 | 161 | 162.7 | 163.1 | 163 | 163.2 | 163.5 | 163.5 | 163.4 | 163.1 | 163.2 | 162.6 | 1979 | 77.7 | 77.8 | 78 | 78.7 | 79.2 | 79.3 | 81.4 | 81.4 | 81.5 | 82.5 | 82.6 | 82.8 | 80.2
[42 empty] | 2003 | 163.7 | 164.2 | 164.3 | 164.7 | 165 | 165.2 | 165.1 | 165.1 | 165.3 | 165.1 | 165.2 | 165 | 164.8 | 1980 | 84 | 84.2 | 84.5 | 87 | 87.4 | 87.5 | 86.1 | 86.1 | 86.1 | 88 | 88.5 | 89.7 | 86.6
[42 empty] | 2004 | 166.2 | 166.7(P) | 166.9(P) | 168.3(P) | 169.5(P) | [8 empty] | 1981 | 92.3 | 92.4 | 94 | 94.9 | 94.9 | 95.1 | 98.7 | 98.7 | 98.8 | 99.8 | 99.7 | 99.8 | 96.6
[42 empty] | P : Preliminary. All indexes are subject to revision four months after original publication. | [13 empty] | 1982 | 100.3 | 100.2 | 100.3 | 100.8 | 100.7 | 100.1 | 99.9 | 99.7 | 99.6 | 100.1 | 99.7 | 98.6 | 100
[56 empty] | 1983 | 98.3 | 100.5 | 100.1 | 100 | 100.1 | 100.2 | 100.4 | 100.6 | 102.5 | 102.6 | 102.8 | 103 | 100.9
[56 empty] | 1984 | 103.7 | 104 | 104 | 104.2 | 104.3 | 104.5 | 105.2 | 105.3 | 105.3 | 105.5 | 105.3 | 105.3 | 104.7
[56 empty] | 1985 | 105.1 | 105.1 | 105 | 105 | 105 | 104.7 | 104.7 | 104.5 | 104.5 | 104.6 | 104.4 | 104.3 | 104.7
[56 empty] | 1986 | 99.5 | 99.2 | 99 | 99.3 | 99.8 | 99.8 | 99.9 | 100 | 100.2 | 100.3 | 100.1 | 99.9 | 99.8
[56 empty] | 1987 | 100.7 | 100.9 | 100.7 | 101 | 101 | 100.9 | 101.4 | 101.7 | 102.4 | 105.4 | 105.9 | 105.8 | 102.3
[56 empty] | 1988 | 107.3 | 107.7 | 108.1 | 109.8 | 110.7 | 110.9 | 111.4 | 112.1 | 112 | 113.3 | 112.7 | 112.5 | 110.7
[56 empty] | 1989 | 114 | 114.4 | 114.9 | 115.4 | 115.1 | 114.9 | 114.7 | 114.1 | 114.2 | 114.5 | 114.2 | 113.8 | 114.5
[56 empty] | 1990 | 113.1 | 112.2 | 112.2 | 112 | 112.2 | 111.9 | 112.4 | 111.9 | 111.7 | 112 | 112 | 112.1 | 112.1
[56 empty] | 1991 | 112.2 | 111.8 | 111.3 | 110.6 | 109.9 | 109.9 | 109.4 | 108.2 | 107.7 | 107.2 | 107.6 | 107.9 | 109.5
[56 empty] | 1992 | 107.4 | 107.5 | 107.5 | 107.1 | 107 | 106.5 | 106.3 | 106 | 105.7 | 105.3 | 105.1 | 105.1 | 106.4
[56 empty] | 1993 | 105.1 | 105.6 | 106.1 | 106.7 | 107.3 | 108 | 108.4 | 109.2 | 109.8 | 110.2 | 110.6 | 111.1 | 108.2
[56 empty] | 1994 | 111.4 | 111.9 | 111.9 | 111.9 | 112.5 | 112.3 | 113.4 | 114.1 | 114.8 | 115.3 | 115.8 | 115.8 | 113.4
[56 empty] | 1995 | 117.9 | 119.7 | 121 | 121.7 | 121.9 | 121.9 | 121.9 | 121.2 | 120.2 | 119.1 | 117.9 | 117.3 | 120.1
[56 empty] | 1996 | 116.6 | 115.2 | 114.7 | 114.9 | 115.2 | 115.6 | 115.5 | 115.9 | 116.3 | 116 | 115.7 | 115.6 | 115.6
[56 empty] | 1997 | 115.9 | 116.1 | 116.1 | 116.4 | 116.2 | 116.3 | 116.6 | 116.6 | 116.8 | 116.6 | 116.6 | 116.2 | 116.4
[56 empty] | 1998 | 115.9 | 115.9 | 115.5 | 115.4 | 115.1 | 115.1 | 114.8 | 114.3 | 113.3 | 111.8 | 110.2 | 108.7 | 113.8
[56 empty] | 1999 | 107.1 | 105.7 | 105.4 | 105.3 | 104.6 | 105.2 | 104.7 | 104.7 | 104.7 | 105 | 105.4 | 106.1 | 105.3
[56 empty] | 2000 | 107.3 | 107.9 | 108.5 | 109.7 | 110.2 | 110 | 109.9 | 108.9 | 108.6 | 107.6 | 106.2 | 105.5 | 108.4
[56 empty] | 2001 | 103.8 | 102.7 | 102.6 | 101.9 | 101.6 | 101.3 | 101.3 | 100.9 | 100.6 | 100 | 99.6 | 99.1 | 101.3
[56 empty] | 2002 | 98.3 | 98.3 | 99.6 | 101 | 102.3 | 104.5 | 106 | 107.3 | 109.7 | 110.4 | 110.4 | 110.1 | 104.8
[56 empty] | 2003 | 109.5 | 109.8 | 109.4 | 109.6 | 109 | 108.8 | 108.4 | 108.4 | 108.7 | 110.1 | 110.7 | 112 | 109.5
[56 empty] | 2004 | Jan: 115.4; Feb: 120.8(P); Mar: 126.9(P); Apr: 135.4(P); May: 142.8(P)
P : Preliminary. All indexes are subject to revision four months after original publication.
Note on B21: sdundorf: typically $0.07 to $0.12 per KWH in 2004 Reference 3 - DOE
Note on B26: sdundorf: typically $2 in 2004
Note on J19: sdundorf: Code discontinued in 1982 so no updated value. Using code 1017 (also called steel mill products as value)
Note on N21: From Reference 2
Note on H8: sdundorf: From 1978 ENR issue

## {e}H20 Analysis
| Project Name | Date | Stage
| Model Development | 2004-06-07 | A1 |  | 8.5616 | 166.9521
Feed Water Analysis
| Last check for accuracy of the MCL values |  | 2000-01-01 |  |  | Implement eH-pH diagrams to automatically change valence with pH
| Component | Secondary Eff | Units | MCL (mg/L) | Amount Over MCL | Valence Charges | Molecular Wt. | Equivalent Weight | Moles/ Liter | Equiv./ Liter | Ionic Strength | mg/L as CaCO3 |  |  | Equiv./Liter (w/Valence >+1) | Moles/Liter (w/Valence >+1) | Typical Seawater Data Set
Cations | Aluminum |  | mg/L | 0.05 |  | 3 | 26.98 | 0 | 0 | 0 | 0 | 0 | 0 |  | 0 | 0 | 0.01
| Antimony |  | mg/L | 0.006 |  | 3 | 121.75 | 0 | 0 | 0 | 0 | 0 | 0 |  | 0 | 0 | 0.00033
| Arsenic |  | mg/L | 0.01 |  | 3 | 74.92 | 0 | 0 | 0 | 0 | 0 | 0 |  | 0 | 0 | 0.0005
| Barium |  | mg/L | 2 |  | 2 | 137.34 | 0 | 0 | 0 | 0 | 0 | 0 |  | 0 | 0 | 0.03
| Beryllium |  | mg/L | 0.004 |  | 2 | 9.01 | 0 | 0 | 0 | 0 | 0 | 0 |  | 0 | 0 | 6e-07
| Boron |  | mg/L | 0.5
| Cadmium |  | mg/L | 0.005 |  | 2 | 112.41 | 0 | 0 | 0 | 0 | 0 | 0 |  | 0 | 0 | 0.00011
| Calcium | 2.1 | mg/L | --- |  | 2 | 40.08 | 20.04 | 5.2395e-05 | 0.00010479 | 0.00020958 | 5.2395 | 0.0021 |  | 0.00010479 | 5.2395e-05 | 406
| Chromium, total |  | mg/L | 0.1 |  | 2 | 52 | 0 | 0 | 0 | 0 | 0 | 0 |  | 0 | 0 | 5e-05
| Copper |  | mg/L | 1 |  | 2 | 63.54 | 0 | 0 | 0 | 0 | 0 | 0 |  | 0 | 0 | 0.003
| Iron |  | mg/L | 0.3 |  | 2 | 55.85 | 0 | 0 | 0 | 0 | 0 | 0 |  | 0 | 0 | 0.01
| Lead |  | mg/L | 0.015 |  | 2 | 207.19 | 0 | 0 | 0 | 0 | 0 | 0 |  | 0 | 0 | 3e-05
| Magnesium |  | mg/L | --- |  | 2 | 24.31 | 0 | 0 | 0 | 0 | 0 | 0 |  | 0 | 0 | 1290
| Manganese |  | mg/L | 0.05 |  | 2 | 54.94 | 0 | 0 | 0 | 0 | 0 | 0 |  | 0 | 0 | 0.002
| Mercury |  | mg/L | 0.002 |  | 2 | 200.59 | 0 | 0 | 0 | 0 | 0 | 0 |  | 0 | 0 | 3e-05
| Nickel |  | mg/L | --- |  | 2 | 58.71 | 0 | 0 | 0 | 0 | 0 | 0 |  | 0 | 0 | 0.0054
| Potassium | 40 | mg/L | --- |  | 1 | 39.1 | 39.1 | 0.001023 | 0.001023 | 0.001023 | 102.3018 | 0.04 |  | 0 | 0 | 385
| Selenium |  | mg/L | 0.05 |  | 4 | 78.96 | 0 | 0 | 0 | 0 | 0 | 0 |  | 0 | 0 | 9e-05
| Silver |  | mg/L | 0.1 |  | 1 | 107.87 | 0 | 0 | 0 | 0 | 0 | 0 |  | 0 | 0 | 0.0003
| Sodium | 140 | mg/L | --- |  | 1 | 22.99 | 22.99 | 0.0060896 | 0.0060896 | 0.0060896 | 608.9604 | 0.14 |  | 0 | 0 | 10741
| Strontium |  | mg/L | --- |  | 2 | 87.62 | 0 | 0 | 0 | 0 | 0 | 0 |  | 0 | 0 | 14
| Zinc |  | mg/L | 5 |  | 2 | 65.37 | 0 | 0 | 0 | 0 | 0 | 0 |  | 0 | 0 | 0.01
Anions | Alkalinity-Bicarbonate | 180 | mg/L | --- |  | -1 | 61 | 61 | 0.0029508 | 0.0029508 | 0.0029508 | 295.082 | 0.18 |  | 0 | 0 | 144
| Alkalinity-Carbonate | 0.75 | mg/L | --- |  | -2 | 60 | 30 | 1.25e-05 | 2.5e-05 | 5e-05 | 1.25 | 0.00075 |  | 0 | 0 | 0.5
| Carbon Dioxide (aq) | 7.91 | mg/L | --- |  | 0 | 44 |  | 0.00017977 | 0 | 0 | 17.9773 | 0 |  | 0 | 0 | 2.31
| Chloride | 150 | mg/L | 250 |  | -1 | 35.45 | 35.45 | 0.0042313 | 0.0042313 | 0.0042313 | 423.1312 | 0.15 |  | 0 | 0 | 19333
| Cyanide, free |  | mg/L | 0.2 |  |  |  | 0 | 0 | 0 | 0 | 0 | 0 |  | 0 | 0
| Fluoride |  | mg/L | 4 |  | -1 | 19 | 0 | 0 | 0 | 0 | 0 | 0 |  | 0 | 0 | 1.3
| Nitrate (as N) |  | mg/L | 10 |  | -1 | 14 | 0 | 0 | 0 | 0 | 0 | 0 |  | 0 | 0 | 0.5
| o-Phosphate |  | mg/L | --- |  | -3 | 94 | 0 | 0 | 0 | 0 | 0 | 0 |  | 0 | 0 | 0.07
| Sulfate |  | mg/L | 250 |  | -2 | 96 | 0 | 0 | 0 | 0 | 0 | 0 |  | 0 | 0 | 2688
Other | Silica | 7.6 | mg/L | [7 empty] | 0 | 0 | 0 |  | 0 | 0
| pH | 7.54 | pH | 6.5-8.5 |  | 1 | 1 | 1 | 2.884e-08 | 2.884e-11 | 2.884e-08 | 0.002884 | 2.884e-11 |  | 0 |  | 8
| pOH | 6.46 | pOH |  |  | -1 | 1 | 1 | 3.4674e-07 | 3.4674e-10 | 3.4674e-07 | 0.034674 | 3.4674e-10 |  | 0 |  | 6
| Total Dissolved Solids (TDS) | 500 | mg/L | 500 | [6 empty] | 0 | [5 empty] | 32000
| Total Suspended Solids (TSS) | 22 | mg/L | --- | [6 empty] | 0
| Conductivity | 23 | uS/cm | --- | [6 empty] | 0 | [5 empty] | 54534
| Temperature | 11.75 | ° C | --- | [6 empty] | 0 | [5 empty] | 20
0.01454
| Cations Equiv./L | 0.0072174
| Anion Equiv/L | 0.0072071
| Ratio Cation/Anion | 1.0014
| Total Equiv/L | 0.014425 | equiv/L
| Average Equivalent Weight | 35.554 | g/equiv
| Total Ionic Strength | 0.0072774 | mole*charge2/L
| Total Equiv/L (Valence >+1) | 0.00010479 | equiv/L
0.00063217
| Total TDS | 520.45 |  | Upper Limit
| Ion Product for concentrate | 0 |  | 0.00019
| Average MW | 35.8162
| Total Moles/L | 0.01454 | moles/L | [10 empty] | Na | 0.483 | 11109
| Total Moles/L (Valence >+1) | 5.2395e-05 | moles/L
| average "-" charge | 0.97732 | [11 empty] | Mg | 0.05427 | 1319.3037
| average "+" charge | 1.1501 | [11 empty] | Ca | 0.00258 | 103.4064
| activity coefficient | 0.044146 | [11 empty] | SO4 | 0.02908 | 2791.68
| Osmotic Pressure kPa | 39.8978 | [11 empty] | HCO3 | 0.00199 | 121.39
[15 empty] | Anions Equiv./L - HCO3 & SO4 | 0.0042313
note: many of these values above did not include silica, don't know why, some were changed to incorp. Silica,
C1 | Acidity | 313.0601 | (Bicarbonate Alk, CO2, pH, pH as mg/L)
| Alkalinity | 296.3311 | (Bicarbonate Alk, Carbonate Alk, pH, pH as mg/L)
C2 |  | 291.0916 | (Alkalinity - Ca)

## {f}RO&NF Input
Project Name | Date | Stage
Model Development | 2004-06-07 | A1
RO & NF INPUT | [7 empty] | 95.9 | 574 | 35.0854
7570
Process Input | [6 empty] | Construction Cost Input | [6 empty] | Operations & Maintenance Cost Input
[5 empty] | Applicable Range | [6 empty] | Applicable Range
[5 empty] | Lower Limit | Upper Limit | [5 empty] | Lower Limit | Upper Limit
Flow & Water Quality | [6 empty] | Membrane & Unit Configuration
[7 empty] | Membrane Capacity | 342665.6805 | m3/day | 90532544.3787 | gpd |  |  | Electricity Rate | 0.07 | $/kWh
Primary Treatment Product Flow | 4795.5361 | L/s | 76019.0664 | gpm |  |  | Bypass | 35834.3195 | m3/day | 9467455.6213 | gpd |  |  | Chemical Costs
Plant Production Flow | 4380.787 | L/s | 69444.4444 | gpm |  |  | Total Capacity | 378500 | m3/day | 100000000 | gpd |  |  | Citric Acid | 0.14 | $/kg
Feed TDS | 500 | mg/L |  |  |  |  | Element Productivity | 17.0167 | m3/day | 4495.8292 | gpd |  |  | H2PO4 | 23.7 | $/kg
Production TDS (target) | 50 | mg/L |  |  |  |  | Flux | 0.45991 | m3/(m2 * day) | 11.2873 | gfd |  |  | NaOH | 18 | $/kg 50% | Some Example Membrane Specifications
Percent of Mono-valent ions | 0.9964 | Decimal |  |  |  |  | Number of Elements | 20137.007 | elements |  |  |  |  | Membrane Life | 3 | Years | Date last checked: |  |  |  |  | 2004-09-24 | 2004-09-24
Percent of Multi-valent ions | 0.0036036 | Decimal |  |  |  |  | Number of elements per vessel | 7 | elements / vessel |  |  |  |  | Ave Intrinsic Rejection | 0.996 |  | Type |  |  |  |  | NF | NF
Average Molecular Weight | 35.8162 | g/mol |  |  |  |  | Number of Elements | 20139 | elements |  |  |  |  | Ave Observed Rejection | 0.99559 | Test Solution | Membrane Manufacturer | FilmTec | FilmTec | Hydranautics | Koch/Fluid Systems | Koch/Fluid Systems | Koch/Fluid Systems | DuPont | Rowpu SW30M-6040 | 8040 HSY SWC | NF 90 | BW30
Allow Blending | Y | Yes (Y) or No (N) |  |  |  |  | Number of Pressure Vessels | 2877 | for 2:1 array |  |  |  |  | Apparent Rejection | 0.99559 | Site Concentrate | Model # | BW30-400 | SW30-8040 | 8040LHYCPA2 | FS8822HR400 Prem | TFC-S4 (4920 S) | TFC-SR2 8" (8723 SR2-400) | 6880T B-10 Twin | Rowpu SW30M-6040 | 8040 HSY SWC
Recovery Rate | 0.85 | Decimal |  |  |  |  | Max Vessels per Skid | 60 | vessels / skid |  |  |  |  | Productivity | 23 | m3/module | Membrane Diameter (cm) | 20.32 | 20.32 | 20.32 | 20.32 | 10.16 | 20.32 | 20.32 | 15.24 | 20.2
Product TDS | 2.9412 | mg/L |  |  |  |  | Number of Skids (manual input) |  | skids |  |  |  |  | Cleaning Rate | 6 | per Year | Productivity (m3/day) | 40 | 23 | 41.6 | 32.2 | 7.6 | 45.4 | 60.5 | 8 | 23.5
Product Flow | 3966.038 | L/s | 62869.8225 | gpm |  |  | Number of Skids (automatic calc) | 48 | skids |  |  |  |  | Staff Days/day | 30 |  | Area per module (m2) | 37 | 27.7 | 37.2 | 30.7 | 7.2 | 37.2 | 1810 | 4389 | 29.26
NF/RO Feed Flow | 4665.927 | L/s | 73964.497 | gpm |  |  | Recovery Rate | 0.85 | Decimal |  |  |  |  | Labor Rate | 29.05 | $/hr | Operating pressure, Papp (kPa) | 1550 | 5500 | 1550 | 1550 | 552 | 380 | 6890 | 5500 | 5500
Concentrate TDS | 3316.6667 | mg/L |  |  |  |  | Building Area | 10933.8822 | m2 | 117692.3077 | ft2 |  |  | Lifetime | 30 | Years | Test solution TDS | 2000 | 35000 | 1500 | 2000 | 850 | 2000 | 35000 | 19000 | 32000
Concentrate Flow | 699.8891 | L/s | 11094.6746 | gpm |  |  | Administrative Area | 100 | m2 | 1076.4 | ft2 |  |  | Interest Rate | 6 | % | Avg. MW of TDS, | 58.44 | 58.44 | 58.4 | 58.4 | 58.4 | 58.4 | 58.44 | 58.44 | 58.44 | 90 | 99
Bypass flow for blending | 414.7491 | L/s | 6574.622 | gpm |  |  | Odor Control? | N | Yes (Y) or No (N) | [7 empty] | Chloride Rejection | 99.5 | 99.1 | 99 | 99.7 | 85 | 20 | 99.1 | 99 | 99.2 | 95 | 99.5
% blending | 9.4675 | % |  |  |  |  | Emergency Generatore Size | 0.7 | MW | [7 empty] | Sulfate Rejection | 99.8 | 99.8 | 99.8 | 99.9 | 98.5 | 97 | 99.8 | 99 | 99.8
Membrane Manufacturer Specifications | [6 empty] | High Pressure Feed Pump | Y | Yes (Y) or No (N) | [7 empty] | Recovery Rate | 15 | 10 | 15 | 10 | 15 | 15 | 35 | 8 | 10
Membrane Manufacturer | FilmTec | [5 empty] | Pump Style | PD | *PD, VST or CSS | [7 empty] | Temperature (oC) | 25 | 25 | 25 | 25 | 25 | 25 | 25 | 25 | 25 | 8" size | 8" size
Model # | BW30-400 | [5 empty] | Height DIfference | 4 | m | 13.1234 | ft
Membrane Diameter | 20.32 | (10.16 or 20.32 cm) | 8 | in |  |  | Motor Efficiency | 0.954
Productivity | 23 | m3/day | 6.076 | kgal/day |  |  | Pump Efficiency | 0.9 | [9 empty] | Densities |  | Cost
Area per module | 37 | m2 | 398.2647 | ft2 |  |  | Coupling Efficiency | 1 | [8 empty] | Sufuric acid | 1.84 | g/mL | 0.11 | $/kg
Operating pressure, Papp | 1550 | kPa | 224.8085 | psi |  |  | Number of Pumps | 21 | [8 empty] | Sodium Hydroxide | 2.13 | g/mL
Test solution TDS | 1500 | mg/L |  |  |  |  | Differential Pressure | 1542.4682 | kPa | 223.833 | psi | [5 empty] | Antiscalant | 1.3 | g/mL
Avg. MW of TDS, | 58.4 | mg/mmole NaCl |  |  |  |  | Capacity per pump | 0.24542 | m3/s | 3890.4451 | gpm | [5 empty] | Disinfectant | 1 | g/mL
Chloride Rejection | 99.5 | % | 0.995 | decimal |  |  | Pipe X-Sectional Area | 0.098169 | m2 | 152.1621 | in2 | [5 empty] | H2PO4 | 1.7 | g/mL
Sulfate Rejection | 99.8 | % | 0.998 | decimal |  |  | Size | 528.3187 | hp
Recovery Rate | 10 | % |  |  |  |  | Energy Recovery for Seawater | n | Yes (Y) or No (N) |  |  | error | error |  |  |  | HCl 37% |  |  | 0.1375 | $/kg
Temperature | 25 | oC | 77 | oF |  |  | Efficiency | 0.6
NaCl dissociation constant | 0.99 | [5 empty] | Efficiency | 0 | This number is the efficiency of the energy recovery device - it reduces the size of the High Pressure pump
[7 empty] | Transfer Pumps (to HPP) | Y | Yes (Y) or No (N)
Cf, conc. of salt in feed water | 25.6849 | mole/m3 |  |  |  |  | Pump Style | css | VST or CSS
Cp, conc. of salt in product water | 0.12842 | mole/m3 |  |  |  |  | Height DIfference | 2 | m | 6.5617 | ft
Cr, conc. of salt in reject | 28.5245 | mole/m3 |  |  |  |  | Motor Efficiency | 0.94
Cm, bulk conc. | 27.1047 | mole/m3 |  |  |  |  | Pump Efficiency | 0.75
Osmotic pressure | 145.9039 | kpa | 21.1726 | psi |  |  | Coupling Efficiency | 1
Net driving pressure, NDPo | 1404.0961 | kpa | 203.7533 | psi |  |  | Number Transfer Pumps | 20
A, water transport coefficient | 4.6417e-12 | m3m-2Pa-1sec-1 |  |  |  |  | Pressure Differential | 310 | kPa | 44.9852 | psi
Operating pressure | [6 empty] | Capacity per Pump | 0.25769 | m3/s | 4084.9673 | gpm
Net driving pressure , NDPi | 1404.0961 | kPa | 203.7533 | psi |  |  | Pipe X-Sectional Area | 0.10308 | m2 | 1.1095 | ft2
Cf, conc. of salt in feed water | 13.9602 | mole/m3 |  |  |  |  | Size | 163.0372 | hp
Cp, conc. of salt in product water | 0.061535 | mole/m3 |  |  |  |  | Product Water Pump | Y | Yes (Y) or No (N)
Cr, conc. of salt in reject | 92.7191 | mole/m3 |  |  |  |  | Pump Style | CSS | VST or CSS |  |  | 3 | 350
Cm, conc. of | 53.3396 | mole/m3 |  |  |  |  | Height DIfference | 2 | m | 6.5617 | ft
Temperature | 11.75 | oC |  |  |  |  | Length of Pipe | 10 | m | 32.8084 | ft
Temperature Coefficient =1.023^(-25+T) | 0.73986 | [5 empty] | Motor Efficiency | 0.94
Osmotic pressure, Posm | 138.3721 | kpa | 20.0797 | psi |  |  | Pump Efficiency | 0.75
Applied pressure, Papp | 1542.4682 | kPa | 223.833 | psi |  |  | Coupling Efficiency | 1
[7 empty] | Number Pumps | 20
[7 empty] | Pressure Differential | 310 | kPa | 44.9852 | psi
[7 empty] | Capacity per Pump | 0.21904 | m3/s | 3472.2222 | gpm
[7 empty] | Pipe X-Sectional Area | 0.087616 | m2 | 0.28745 | ft
[7 empty] | Size | 138.5817 | hp
[12 empty] | 3 | 350
Note on I37: Saied Delagah: hp per skid hp = (Δhg + 0.5v^2 + Δp) * (1 - Erec) * Qf * 1000 / (746 * Eeff) pp 11.4 eqn 11.9 Δh: Height Difference v: Velocity = Qf (capacity/flow rate)/pipe area Δp: Press. Diff bet. Tank and operating press Erec: Energy recovery Qf: Membrane feed flow m3/s Eeff: Combine pump and motor eff.
Note on I35: Saied Delagah: capacity per skid = flow rate per skid (based on user input)
Note on I36: Saied Delagah: Ax = Q / v Be sure X-section is adequate for the flow. Maintain velocity ~ 8.2 ft/sec
Note on I42: CSS = Centrifugal Single Speed VST = Variable Speed Turbin
Note on B50: = Net driving pressure (NDPo) from above unles specified otherwise
Note on I40: Also used in "RO&NF Output"
Note on B47: Steve Dundorf: =Operating Pressure (Papp) - Osmotic Pressure
Note on B46: Steve Dundorf: =[(NaCl Disocc conts) x 2 x 8.314 x (273.15 K + Temp) x (Cm - Cp) x (1 - Avg. Obs. Rejection)] / [(1 - Avg. Intrinsic Rejection)*1000)]
Note on P17: Steve Dundorf: From Rejection sheet, last iteration in iteration table. Equals same value in table.
Note on B25: sdundorf: Bypass
Note on A11: sdundorf: checked
Note on A12: sdundorf: checked
Note on A13: sdundorf: checked
Note on A14: sdundorf: checked
Note on A15: sdundorf: checked
Note on A16: sdundorf: checked
Note on A17: sdundorf: checked
Note on A18: sdundorf: checked
Note on A19: sdundorf: checked
Note on X24: sdundorf: not listed in MFG info
Note on X23: sdundorf: 700 for chloride with >45% monovalent AND 1000 MgSO4 for Sulfate rejection
Note on Y24: sdundorf: not listed in MFG info
Note on Y25: sdundorf: 10 - 30 range
Note on I29: Michelle Chapman: from Pump to top of skid

## {g}RO&NF Output
Project Name | Date | Stage
Model Development | 2004-06-07 | A1
RO & NF OUTPUT
Estimating Construction Costs for NF90 Membrane Treatment Plant | [6 empty] | Estimating O&M Costs
Membranes | 10069500 |  | @ | 500 | $/module |  | Electricity | 7442993.5472
RO Skids | 20542735.9491 | Steel | @ | 5000 | $/Vessel |  | Labor | 2544780
Building | 17124106.812 | Housing | @ | 1076.4 | $/m2 | $100/ft2 | Membrane Replacement | 3988841.3137
Electrical | 5634062.4016 | Manf & Elect | With Base of | 977 | $/m3 |  | Cleaning Chemicals | 261376.4788
Insturmentation & Controls | 4843764.2121 | Manf & Elect | add $300,000 for top of the line DAC | 65000 |  | base cost | Cartridge Filters | 1695709.3635
[7 empty] | Repairs and Replacement | 435421.2993
High Pressure Pumps | 3955456.4185 | Piping |  | 68878198.5833 | kWhr |  | Insurance | 174168.5197
Energy Recovery for Seawater | 0 | Manf & Elect |  |  |  |  | Lab fees | 547611.5231
Transfer Pumps | 1518817.6335 | Piping |  | 20243394.9529 | kWhr |  | Total O&M Cost | 17090902.0454
Product Water Pumps | 1212888.5826 | Piping |  | 17206885.71 | kWhr
Odor Control | 0 | Piping |  | 50000 |  | base cost | Total Costs
Process Piping | 76887.693 | Piping |  | 55000 |  | base cost
Yard Piping | 67116.7065 | Piping |  | 50000 |  | base cost | Capital Recovery | 6757078.8816
Cartridge Filters | 20464.6959 | Maint Materials |  | 15000 |  | base cost | O&M | 17090902.0454
Membrane Cleaning Equip | 97574.4238 | Manf & Elect |  | 67000 |  | From Reference
Contractor Engineering & Training | 91266.1012 | Labor |  | 100000 |  | base cost
Concentrate Treatment & Piping | 806911.8574 | Piping |  | 13.21 | $/m3 | Concentrate | Annual cost | 23847980.9269
Generators | 73271.3932 | Electrical |  | 0.7 | MW | RO & Building | $/m3 Product | 0.18171
[7 empty] | $/1000 gal Product | 0.68776
Sitework | 7144179.0316 | Electrical |  | 14.531 | $/m3 |  | $/acre foot Product | 224.1162
Total Direct Capital Costs | 73279003.9119
Indirect Capital Costs
Interest During Construction | 3663950.1956 |  |  | 5 | % of Total
Contingencies | 4379094.6506 |  |  | 5.9759 | % of Total
A&E Fees, Proj. Management | 8756840.9675 |  |  | 11.95 | % of Total
Working Capital | 2931160.1565 |  |  | 4 | % of Total
Total Indirect Captial Cost | 19731045.9701 |  |  | 26.9259
Total Construction Cost | 93010049.882
Cost per m3/day capacity | 245.7333
Cost per gpd capacity | 0.9301
References
Based on "Estimating the Cost of Membrane (RO or NF) Water Treatment Plants" By William B. Suratt, P.E., Camp Dresser & McKee Inc. Vero Beach Florida
Presented at the AWWA Membrane Technology Conference, Reno, NV, 1995. also published as "Estimating the cost of membrane water treatment plants."
AWWA Proceedings Membrane Technologies in the Water Industry. Orlando, Florida, March 10-13, 1991. pp631-647.
Note on G15: Michelle Chapman: Size of Hp pump is reduced by the energy recovery. Therefore we do not calculate an additional savings in energy.
Note on G14: Michelle Chapman: kWh = hp*# of pumps*0.746*hours The efficiencies are used to calculate hp on the input page.

## {h}CO2g
Project Name | Date | Stage
Model Development | 2004-06-07 | A1
Recarbonation Basins |  | Not currently being used
Single Basin Volume
Cost Category (ft3) | 770 | 1375 | 2750 | 5630 | 8800 | 17600 | 35200
Cost Category (m3) | 21.7987 | 38.9262 | 77.8525 | 159.3853 | 249.128 | 498.256 | 996.512
Excavation & Sitework | 520 | 620 | 980 | 1390 | 1790 | 3050 | 5570
Concrete | 1380 | 1860 | 2820 | 4050 | 5190 | 8570 | 15320
Steel | 2250 | 3010 | 4670 | 6560 | 8320 | 13960 | 25240
Labor | 2830 | 3800 | 5730 | 8090 | 10240 | 16740 | 29730
Pipe & Valves | 90 | 130 | 250 | 480 | 680 | 1360 | 3360
Subtotal | 7070 | 9420 | 14450 | 20570 | 26220 | 43680 | 79220
Miscellaneous & contingency | 1060 | 1410 | 2170 | 3090 | 3930 | 6550 | 11880
Total | 8130 | 10830 | 16620 | 23660 | 30150 | 50230 | 91100
| Percent of Subtotal | [6 empty] | Average
Excavation & Sitework | 0.07355 | 0.065817 | 0.06782 | 0.067574 | 0.068268 | 0.069826 | 0.070311 | 0.069024 | ENR Skilled Labor Index
Concrete | 0.19519 | 0.19745 | 0.19516 | 0.19689 | 0.19794 | 0.1962 | 0.19339 | 0.19603 | ENR Cement Cost ($/ton)
Steel | 0.31825 | 0.31953 | 0.32318 | 0.31891 | 0.31732 | 0.3196 | 0.31861 | 0.31934 | ENR Steel Cost ($/cwt)
Labor | 0.40028 | 0.4034 | 0.39654 | 0.39329 | 0.39054 | 0.38324 | 0.37528 | 0.3918 | ENR Labor Rate ($/hr)
Pipe & Valves | 0.01273 | 0.0138 | 0.017301 | 0.023335 | 0.025934 | 0.031136 | 0.042414 | 0.023807 | ENR Materials Index
Subtotal | 1 | 1 | 1 | 1 | 1 | 1 | 1
Miscellaneous & contingency | 0.14993 | 0.14968 | 0.15017 | 0.15022 | 0.14989 | 0.14995 | 0.14996 | 0.14997
Total | 1.1499 | 1.1497 | 1.1502 | 1.1502 | 1.1499 | 1.15 | 1.15
Construction Cost for Liquid CO2 as CO2 Source
Cost Category (Installed - lb/day) | 380 | 750 | 1500 | 3750 | 7500 | 15000
Cost Category (Installed - kg/day) | 172.7273 | 340.9091 | 681.8182 | 1704.5455 | 3409.0909 | 6818.1818
Manufactured Equipment | 27000 | 31000 | 35250 | 49250 | 73000 | 141000
Labor | 7650 | 8780 | 12170 | 17330 | 28990 | 58010
Pipe & Valves | 1530 | 2340 | 4620 | 8710 | 16940 | 37540
Housing | 7360 | 7360 | 7360 | 7360 | 8450 | 8900
Subtotal | 43540 | 49480 | 59400 | 82650 | 127380 | 245450
Micsellaneous & Contingency | 6530 | 7420 | 8910 | 12400 | 19110 | 36820
Total | 50070 | 56900 | 68310 | 95050 | 146490 | 282270
| Percent of Subtotal | [6 empty] | Average
Manufactured Equipment | 0.62012 | 0.62652 | 0.59343 | 0.59589 | 0.57309 | 0.57446 |  | 0.59725 | ENR Construction Cost Index
Labor | 0.1757 | 0.17745 | 0.20488 | 0.20968 | 0.22759 | 0.23634 |  | 0.20527 | ENR Labor Rate ($/hr)
Pipe & Valves | 0.03514 | 0.047292 | 0.077778 | 0.10538 | 0.13299 | 0.15294 |  | 0.091921 | ENR Materials Index
Housing | 0.16904 | 0.14875 | 0.12391 | 0.08905 | 0.066337 | 0.03626 |  | 0.10556 | ENR Building Cost Index
Subtotal
Micsellaneous & Contingency | 0.14998 | 0.14996 | 0.15 | 0.15003 | 0.15002 | 0.15001 |  | 0.15
Total | 1.15 | 1.15 | 1.15 | 1.15 | 1.15 | 1.15 |  | 1.15
O&M Summary for Recarbonation - Liquid CO2 as CO2 source
Cost Category (Installed - lb/day) | 380 | 750 | 1500 | 3750 | 7500 | 15000
Cost Category (Installed - kg/day) | 172.7273 | 340.9091 | 681.8182 | 1704.5455 | 3409.0909 | 6818.1818
Energy kWhr/yr * $/kWhr | 519.9 | 728.4 | 1146.9 | 2290.2 | 4428.3 | 8549.1
Maintenance Material $/yr | 2860 | 3300 | 4400 | 5500 | 7700 | 10000
Labor Hr/yr * $/Hr | 910 | 910 | 910 | 1820 | 1820 | 2730
Total Cost | 4289.9 | 4938.4 | 6456.9 | 9610.2 | 13948.3 | 21279.1
$/kWhr | 0.03
$/hr Labor | 10
Average
Energy kWhr/yr * $/kWhr | 0.12119 | 0.1475 | 0.17762 | 0.23831 | 0.31748 | 0.40176 |  | 0.23398 | Electricity Cost ($/kWhr)
Maintenance Material $/yr | 0.66668 | 0.66823 | 0.68144 | 0.57231 | 0.55204 | 0.46994 |  | 0.60177 | ENR Materials Index
Labor Hr/yr * $/Hr | 0.21213 | 0.18427 | 0.14093 | 0.18938 | 0.13048 | 0.12829 |  | 0.16425 | ENR Labor Rate ($/hr)
Total Cost | 1 | 1 | 1 | 1 | 1 | 1 |  | 1
assuming from qasim

## {i}Acid
Project Name | Date | Stage
Model Development | 2004-06-07 | A1
Acid: Sulfuric & Hydrochloric Acid
This estimates the amount of acid addition which is depenedent on NF/RO feed flow rate.
Capital Calculations | 96% H2SO4 | 37% HCL
NF/RO Feed flow (peak day flow w/ OTF) | -433.6888 | -433.6888 | L/sec.
| -37.4707 | -37.4707 | m3/day
Dose by mass | 7 | 73.4035 | mg/L
Density | 1.841 | 1.6 | g/L
Percent solution | 0.96 | 0.37 | decimal |  | Applicable Range
Dose by volume | 0.0039607 | 0.12399 | mL/L |  | Lower Limit | Upper Limit
Dose Rate by volume | -0.14841 | -4.6461 | m3/day |  | 0.04 | 20 | Limits (From EPA-600/2-79-162b, figure 30-32)
1978 Capital Cost: | % | #NUM! | #NUM!
Manufactured & Electrical Equipment | 0.7 | #NUM! | #NUM!
Housing | 0.07 | #NUM! | #NUM!
Excavation, Site Work & Labor | 0.16 | #NUM! | #NUM!
Piping and Valves | 0.07 | #NUM! | #NUM!
Steel | 0 | #NUM! | #NUM!
Concrete | 0 | #NUM! | #NUM!
November, 2006 Capital Cost $: | 1 | #NUM! | #NUM!
O&M Calculations | 96% H2SO4 | 37% HCL
NF/RO Feed flow (average daily flow) | 4665.927 | 4665.927 | L/sec.
| 403.1361 | 403.1361 | m3/day
Dose by mass | 7 | 73.4035 | mg/L
Density | 1.841 | 1.6 | g/L
Percent solution | 0.96 | 0.37 | decimal
Dose by volume | 0.0039607 | 0.12399 | mL/L
Dose Rate by volume | 1.5967 | 49.9858 | m3/day
Acid Cost ($/ton): | 124 | 72
O&M Cost: |  | 1630.4621 | 14740.6094 | 1978 Costs
%
Materials | 0.04 | 135.742 | 1227.2107 | Today's Costs
Energy | 0.05 | 190.2206 | 1719.7378
Labor | 0.91 | 4172.5151 | 37722.6892
Chemical Cost $/yr: |  | 146777.5002 | 2668039.1004
November, 2006 O&M $: | 1 | 151275.9779 | 2708708.7381
Sulfuric Acid feed
Capital Cost
General Form: (A)*(XB) + C
A= | 6010.6
B= | 0.7934
C= | 8180
O&M Cost
General Form: A*e(B*X) + C
A= | -42397.4
B= | -0.00682
C= | 43670
Formula from Qasim, et al, Aug. 1992, AWWA
Note on B11: sdundorf: for 96 - 98%
Note on B8: sdundorf: IF (RO/NF bypass = Y) THEN (Plant Production flow - Bypass flow) / Recovery = Desal Feed flow IF NOT THEN (Plant Production flow) / Recovery = Desal Feed flow
Note on B27: sdundorf: IF (RO/NF bypass = Y) THEN (Plant Production flow - Bypass flow) / Recovery = Desal Feed flow IF NOT THEN (Plant Production flow) / Recovery = Desal Feed flow
Note on B30: sdundorf: for 96 - 98%

## {j}IronCoag
Project Name | Date | Stage
Model Development | 2004-06-07 | A1
Coagulant: Ferric Sulfate & Ferric Chloride
Capital Calculations | Fe2(SO4)3-7H2O | FeCl3 6H20 | Units
NF/RO Feed flow (peak day flow w/ OTF) | 54.2512 | 54.2512 | L/sec.
| 4687306.5015 | 4687306.5015 | L/day
Molecular weight | 525.9776 | 270.2 | g/mol
Bicarbonate Alkalinity: | 180 | 180 | mg/L
| 2.9501 | 2.9501 | mmoles/L
Alternative dose | 0 | 0 | mg/L
Calculated dose | 258.6101 | 265.7012 | mg/L |  | Lower Limit | Upper Limit
Basis dose rate | 1212.1848 | 1245.4231 | kg/day |  | 144 | 72000 | Limits (From EPA-600/2-79-162b, figure 39-41)
Chemical Cost $/ton bulk | 150 | 1420
|  | Fe2(SO4)3-7H2O | FeCl3 6H20
Capital Cost: |  | 164584.7434 | 168193.9065 | 1978 Costs
%
Manufactured & Electrical Equipment | 0.72 | 328849.8161 | 336061.1322 | Today's Costs
Housing | 0.21 | 89611.087 | 91576.1599
Excavation, Site Work & Labor | 0.02 | 9948.2898 | 10166.4449
Piping and Valves | 0.05 | 17127.867 | 17503.4624
Steel | 0 | 0 | 0
Concrete | 0 | 0 | 0
November, 2006 Capital Cost $: | 1 | 445537.0598 | 455307.1994
O&M Cost: |  | 24703.9853 | 25298.3196 | 1978 Costs
%
Materials | 0.07 | 3599.2231 | 3685.814 | Today's Costs
Energy | 0.09 | 5187.8369 | 5312.6471
Labor | 0.84 | 58356.8877 | 59760.8513
Ferric Sulfate Cost $/yr: |  | 73205.7081 | 712016.6054
November, 2006 Operation & Maintenance $: | 1 | 140349.6557 | 780775.9178
Ferric Sulfate Feed
Capital Cost
General Form: A*X^B*e^(C*X)
A = | 10613
B = | 0.319
C = | 0.000393
O&M Cost
General Form: A*e^(B*X)+C
A = | 1260926
B = | 1.394e-05
C = | -1257710
Source: Qasim, et al, Aug. 1992, AWWA
Addition of Coagulants, Flocculants, and Lime Softening.
Alum, Ferric hydroxide, and polymer are additives used to remove turbidity.
Alum and ferric hydroxide are added in excess of their solubility, according to
W.J. Weber, Jr., (Physicochemical Processes for Water Quality Control, co. 1972,
John Wiley & Sons, Inc.) the dosage is roughly 10^-4 moles per liter in the
pH range of 6-8 for alum, and 5-8 for ferric hydroxide. For each mole ferric
or Aluminum sulfate added, 2 moles of hydroxide are formed.
Polymer dosage is based on experiment. We will use an estimate of 0.1 mg/L
to develop a cost estimate.

## {k}Alum
Project Name | Date | Stage
Model Development | 2004-06-07 | A1
Coagulant: Aluminum Sulfate (Alum) (Dry) Feed Cost Calculations
Capital Calculations
Al2(SO4)3-18H2O |  | Units
NF/RO Feed flow (peak day flow w/ OTF) | 54.2512 | L/sec
| 195.3044 | m3/hr.
Molecular weight of Alum | 666.4124 | g/mol
Cost $/100 lbs. | 15 | per 100 lbs
Bicarbonate Alkalinity | 180 | mg/L
| 2.9501 | mmoles/L
Alternative dose | 0 | mg/L
Alternative dose rate | 0 | kg/hr
Calculated Alum Dose Rate (6 mmol/mmol HCO3) | 0.49168 | mmoles/L
Calculated dose | 327.6584 | mg/L |  | Lower Limit | Upper Limit
Calculated dose rate | 63.9931 | kg/hr. |  | 4 | 2300 | Limits (From EPA-600/2-79-162b, figure 16)
Basis dose rate | 63.9931 | kg/hr.
Capital Cost: |  | 48334.9627 | 1978 Costs | Construction Cost Equations (From EPA-600/2-79-162b, figure 16)
%
Manufactured & Electrical Equipment | 0.46 | 61701.3621 | Today's Costs
Housing | 0.03 | 3759.547
Excavation, Site Work & Labor | 0.04 | 5843.193
Piping and Valves | 0.47 | 47282.7741
Steel | 0 | 0
Concrete | 0 | 0
November, 2006 Capital Cost $: | 1 | 118586.8762
O&M Cost: |  | 4722.809 | 1978 Costs | Applicable Range
| % |  |  | Lower Limit | Upper Limit
Materials | 0.17 | 1671.0637 | Today's Costs | 4 | 2300 | Limits (From EPA-600/2-79-162b, figure 16)
Energy | 0.03 | 330.5966
Labor | 0.8 | 10625.1774
Alum Cost: |  | 185534.7317
November, 2006 Operation & Maintenance $: | 1 | 198161.5694
Coagulant: Aluminum Sulfate (Alum) (Liquid) Feed Cost Calculations
Capital Calculations
Units
Liquid Alum dose rate | 127.9863 | kg/hr. |  | O&M cost (From EPA-600/2-79-162b, figure 19,20)
Multiplier between dry and liquid | 2
Alternative dose | 0 | mg/L
Alternative dose rate | 0 | kg/hr.
Basis dose rate | 127.9863 | kg/hr.
Capital Cost: |  | 53995.6727 | 1978 Costs | Applicable Range
| % |  |  | Lower Limit | Upper Limit
Manufactured & Electrical Equipment | 0.71 | 106388.0472 | Today's Costs | 4 | 2500
Housing | 0.15 | 41374.9014 |  | Construction Cost Equations (From EPA-600/2-79-162b, figure 16)
Excavation, Site Work & Labor | 0.12 | 15005.3826
Piping and Valves | 0.02 | 624.627
Steel | 0 | 0
Concrete | 0 | 0
November, 2006 Capital Cost $: | 1 | 163392.9583
O&M Calculations
Units
Liquid Alum dose rate | 127.9863 | kg/hr.
Multiplier between dry and liquid | 2
Alternative dose | 0 | mg/L
Alternative dose rate | 0 | kg/hr.
Basis dose rate | 127.9863 | kg/hr.
O&M Cost: |  | 2375.8386 | 1978 Costs | O&M cost (From EPA-600/2-79-162b, figure 17,18)
%
Materials | 0.04 | 197.7974 | Today's Costs | Applicable Range
Energy | 0.59 | 272.3011 |  | Lower Limit | Upper Limit
Labor | 0.37 | 283.3329 |  | 4 | 2500
Alum Cost: |  | 371069.4633
November, 2006 Operation & Maintenance $: | 1 | 371822.8948
Alum Feed
Capital Cost
General Form: A*X^(B)*e^(C*X)
| Dry Feed | Liquid Feed
A = | 12333.4 | 13223.3
B = | 0.3205 | 0.285
C = | 0.000515 | 0.000377
O&M Cost
General Form: A*e^(B*X)+C
| Dry Feed | Liquid Feed
A = | 1205293 | -6880.7
B = | 1.9433e-05 | -0.000659
C = | -1202070 | 8700
Addition of Coagulants, Flocculants, and Lime Softening.
Alum, Ferric hydroxide, and polymer are additives used to remove turbidity.
Alum and ferric hydroxide are added in excess of their solubility, according to
W.J. Weber, Jr., (Physicochemical Processes for Water Quality Control, co. 1972,
John Wiley & Sons, Inc.) the dosage is roughly 10^-4 moles per liter in the
pH range of 6-8 for alum, and 5-8 for ferric hydroxide. For each mole ferric
or Aluminum sulfate add, 2 moles of hydroxide are formed.

## {L}PACl
Project Name | Date | Stage
Model Development | 2004-06-07 | A1
Coagulant: PolyAluminum Chloride (PACl) Feed Cost Calculations
Capital Calculations
Al6(OH)12Cl6 |  | Units
Primary Treatment Feed flow (peak day flow w/ OTF) | 46.1135 | L/sec.
| 166.0088 | m3/hr.
MW of PACL | 596.6628 | g/mol
Cost $/100 lbs.: | 80 | per 100 lbs.
Alternative dose rate | 0 | mg/L
| 0 | kg/hr
Bicarbonate Alkalinity: | 180 | mg/L
| 2.9501 | mmoles/L
PACl Dose Rate | 97.7881 | mg/L |  | Applicable Range
PACl Dose Rate (18:1 HCO3:PACl) | 0.16389 | mmoles/L |  | Lower Limit | Upper Limit
Calculated dose rate | 16.2337 | kg/hr. |  | 4 | 2300
Basis dose rate | 16.2337 | kg/hr.
1978 Capital Cost: | % | 30384.5151 | 1978 Costs
Manufactured & Electrical Equipment | 0.46 | 38786.9539 | Today's Costs
Housing | 0.03 | 2363.3413
Excavation, Site Work & Labor | 0.04 | 3673.1711
Piping and Valves | 0.47 | 29723.0842
Steel | 0 | 0
Concrete | 0 | 0
November, 2006 Capital Cost $: | 1 | 74546.5504
1978 O&M Cost: | % | 3603.2927 | 1978 Costs
Materials | 0.17 | 1274.9471 | Today's Costs
Energy | 0.03 | 252.2305
Labor | 0.8 | 8106.5365
Alum Cost: |  | 251019.5298
November, 2006 Operation & Maintenance $: | 1 | 260653.2439
Alum Feed
Capital Cost
General Form: A*X^(B)*e^(C*X)
| Dry Feed | Liquid Feed
A = | 12333.4 | 13223.3
B = | 0.3205 | 0.285
C = | 0.000515 | 0.000377
O&M Cost
General Form: A*e^(B*X)+C
| Dry Feed | Liquid Feed
A = | 1205293 | -6880.7
B = | 1.9433e-05 | -0.000659
C = | -1202070 | 8700

## {m}De-Cl2
Project Name | Date | Stage
Model Development | 2004-06-07 | A1
Dechlorination: Sodium sulfite, Sodium bisulfite, Sulfer dioxide
(not included here are: sodium thiosulfate, hydrogen peroxide, ammonia)
mg/mg Chlorine (Cl2)
|  | NaHSO3 | Na2SO3 | SO2 |  |  |  | Chemical options: | 1.46 | NaHSO3 | Sodium bisulfite | aqueous at 24% SO2
[9 empty] | 0.9 | SO2 | Sulfur dioxide | liquified gas in pressureized containers
Volume Treated (): |  | 445294.1176 |  |  | m3/day |  |  |  | 0.9 | Na2SO3 | Sodium Sulfite
Free Chlorine Level (mg/L) |  | 1 | 1 | 1 | mg/L | [6 empty] | SO2 + HClO + H2O -> H2SO4 + HCl
Default Free Chlorine Level (mg/L) |  | 0.5 | 0.5 | 0.5 | mg/L | [6 empty] | NaHSO3 + HClO -> NaCl + H2SO4
Calculated dose rate (mg/L) |  | 1.47 | 0.9 | 0.9 | mg/L | Applicable Range | [5 empty] | H2SO3 + NH2Cl + H2O -> NH4Cl + H2SO4
Alternative dose rate (mg/L) |  | 0 | 0 | 0 | mg/L | Lower Limit | Upper Limit |  | 1:1 Molar Ratio | MM
Basis dose rate kg/day: |  | 654.5824 | 400.7647 | 400.7647 | kg/day | 0.5 | 100 |  | 1.4676 | 104.06 | Sodium bisulfite
Water Usage (totally dissolved) |  | 0 | 0 | 0 |  |  |  |  | 0.90348 | 64.062 | Sulfur dioxide
Cost $/ton: |  | 300 | 300 | 300 | $/ton |  |  |  | 0.8888 | 126.043 | Sodium Sulfite
[10 empty] | 70.906 | Chlorine
Relationship between ORP & Dose, see Membrane Manual 29
1978 Capital Cost: | % | 922114.4448 | 177191.7013 | 177191.7013
Manufactured & Electrical Equipment | 0.72 | 1842437.8787 | 354039.2454 | 354039.2454
Housing | 0.19 | 454246.1991 | 87287.0578 | 87287.0578
Excavation, Site Work & Labor | 0.04 | 111474.0224 | 21420.6293 | 21420.6293
Piping and Valves | 0.01 | 19192.3665 | 3687.9675 | 3687.9675
Steel | 0 | 0 | 0 | 0
Concrete | 0.04 | 72149.199 | 13864.0484 | 13864.0484
November, 2006 Capital Cost $: | 1 | 2499499.6658 | 480298.9484 | 480298.9484
1978 O&M Cost: | % | 11633.2153 | 6878.9214 | 6878.9214
Materials | 0.24 | 460616.7965 | 88511.2193 | 88511.2193
Energy | 0.1 | 215160.0371 | 41344.7303 | 41344.7303
Labor | 0.66 | 1711490.8278 | 328876.7172 | 328876.7172
Chemical Cost $/yr: |  | 75072.4545 | 45962.7273 | 45962.7273
November, 2006 Operation & Maintenance $: | 1 | 2462340.1159 | 504695.394 | 504695.394
Polymer Feed - Yes I know - This is a place holder equiation. I need to find out how these chemical injection systems differ from polymer.
Capital Cost
General Form: A*e^(B*X)+C
A = | 11760.71
B = | 0.00665
C = | 8200
O&M Cost
General Form: A*e^(B*X)
A = | 3000.8
B= | 0.00207

## {n}CL2
Project Name | Date | Stage
Model Development | 2004-06-07 | A1
Disinfection: Chlorine Cost Estimation Worksheet
|  | Units | Alternative Units
Production Flow | 4380.787 | L/sec.
Chromium (Cr 2+): | 0 | mg/L | 0 | mMoles/L
Nickel (Ni 2+): | 0 | mg/L | 0 | mMoles/L
Iron (Fe 2+): | 0 | mg/L | 0 | mMoles/L
Manganese (Mn 2+): | 0 | mg/L | 0 | mMoles/L
Total: |  |  | 0 | mMoles/L
Desired Residual | 2.5 | mg/L | 0.035211 | mMoles/L
Cl2 needed | 2.5 | mg/L | 0.035211 | mMoles/L | Applicable Range
Alternative Dose | 0 | mg/L |  |  | Lower Limit | Upper Limit
Basis | 946.25 | kg/day |  |  | 4 | 4500 | Limits (From EPA-600/2-79-162b, figure 1-3)
Cl2 Cost | 20 | per ton, tanks
1978 Capital Cost: | % | 137973.8683
Manufactured & Electrical Equipment | 0.52 | 199102.043
Housing | 0.38 | 135935.6328
Excavation, Site Work & Labor | 0.06 | 25019.4033
Piping and Valves | 0.04 | 11486.839
Steel | 0 | 0
Concrete | 0 | 0
November, 2006 Capital Cost $: | 1 | 371543.918
1978 O&M Cost: | % | 27195.9164
Materials | 0.18 | 10188.7265
Energy | 0.18 | 11422.2849
Labor | 0.64 | 48947.384
Chemical Cost $/yr: |  | 7233.6334
November, 2006 Operation & Maintenance $: | 1 | 77792.0289
Chlorine storage and feed with Cylinder storage
Capital Cost
General Form: A*X^B + C
A= | 680.75
B= | 0.763
C= | 11010
O&M Cost
General Form: A*X^B+C
A= | 47.6
B= | 0.89
C= | 6000
Source: Qasim, et al, Aug. 1992, AWWA
Chlorine demand is usually found by experimentation, but in this case we will
use the concentration of reduced transition metal ions and nitrite to calculate a chlorine demand.
The molar ratio is 1:2 for (Cl2 to +2 metal cation) and 1:1 for (Cl2 to NO2-)

## {o}NHCL
Project Name | Date | Stage
Model Development | 2004-06-07 | A1
Disinfection: Chloramine Cost Estimation Spreadsheet
Data from water analysis. |  | Units | Alternative Units |  |  |  | The addition of Chlorine and Ammonia to water produces chloramines.
Production Flow to be treated | 4380.787 | L/sec. |  |  |  |  | Chloramines are the "combined chlorine residual." They are more persistent |  |  |  | Value in $1000
in the water lines than "free chlorine," which is HOCl, and OCl-.
Chromium (Cr): | 0 | mg/L | 0 | mMoles/L |  |  | If there is sufficient ammonia in the water already, it doesn't need to be added, |  |  |  | CC | O&M | CC | O&M
Copper (Cu): | 0 | mg/L | 0 | mMoles/L |  |  | of course. If not, chlorine and aqueous ammonia should be added at the molar |  |  | Volume Treated (L/sec) | 20 mg/L Cl2+5 mg/L Ammonia |  | 10mg/L Cl2 +2.5 mg/L Ammonia
Iron (Fe): | 0 | mg/L | 0 | mMoles/L |  |  | ratio of 1:1, Cl2:NH3(aq). We will use the moles of divalent metal ions |  |  | 29 | 53.0947 | 38.4335 | 43.9834 | 37.9899
Manganese (Mn): | 0 | mg/L | 0 | mMoles/L |  |  | and NO2- to calculate a chlorine demand. The molar ratio is 1:2 Cl2 to divalent |  | 58.4105 | 58 | 62.0438 | 39.9212 | 50.5436 | 39.3727
[7 empty] | cations, and 1:1 for Cl2:NO2-. The residual for Chloramines must be at least |  | 116.821 | 117 | 74.4227 | 42.946 | 59.6181 | 42.1855
Desired NH2Cl Residual | 3 | mg/L | 0.058366 | mMoles/L |  |  | 2 mg/L which translates to approximately .03 moles per liter at pH 7. |  | 175.2315 | 175 | 83.488 | 45.917 | 66.2635 | 44.95
Cl2 needed/L: | 4.144 | mg/L | 0.058366 | mMoles/L | Applicable Range |  |  |  | 233.642 | 234 | 91.1192 | 48.9366 | 71.8576 | 47.7615
Ammonia Needed/L: | 0.99222 | mg/L | 0.058366 | mMoles/L | Lower Limit | Upper Limit |  |  | 292.0525 | 292 | 97.6365 | 51.9025 | 76.6352 | 50.5248
Calculated Cl2 Dose | 1568.4922 | kg/day |  |  | 4 | 4500 |  |  | 350.463 | 350 | 103.4683 | 54.866 | 80.9102 | 53.2874
Alternative Cl2 Dose | 2.1482 | kg/day |  |  | Limits (From EPA-600/2-79-162b, figure 1-3) |  | Chlorine storage and feed with Cylinder storage |  | 467.284 | 467 | 113.7763 | 60.8366 | 88.4666 | 58.8583
Basis Cl2 Dose | 2.1482 | kg/day |  |  | Applicable Range |  |  |  | 584.1049 | 584 | 122.7258 | 66.7972 | 95.0271 | 64.4267
Cl2 Cost $/ton: | 20 | per ton |  |  | Lower Limit | Upper Limit | General Form: A*X^B + C |  | 876.1574 | 876 | 141.3936 | 81.6311 | 108.7117 | 78.3129
Calculated Aqua Ammonia | 375.5545 | kg/day |  |  | 110 | 2300 | Capital Cost |  | 1168.2099 | 1168 | 156.8088 | 96.4059 | 120.0119 | 92.1837
Alternative Aqua Ammonia | 757 | kg/day |  |  | Limits (From EPA-600/2-79-162b, figure 42-44) |  | A= | 680.75
Basis Ammonia kg/day: | 757 | kg/day | 1665.4 | lbs/day |  |  | B= | 0.763
NH4OH Cost $/ton: | 200 | per ton |  |  |  |  | C= | 11010
Total Capital Cost | #VALUE! | [5 empty] | O&M Cost
Total O&M Cost | 57885.4897 | [5 empty] | A= | 47.6
[7 empty] | B= | 0.89
[7 empty] | C= | 6000
Chlorine Feed | [6 empty] | Source: Qasim, et al, Aug. 1992, AWWA
1978 Capital Cost: | % | 12230.0168
Manufactured & Electrical Equipment | 0.52 | 16488.5807 |  |  |  |  | Anhydrous Ammonia Feed
Housing | 0.38 | 10843.9482 |  |  |  |  | same place and form.
Excavation, Site Work & Labor | 0.06 | 2036.3566 |  |  |  |  | X=kg/day ammonia feed capacity
Piping and Valves | 0.04 | 956.9158
Steel | 0 | 0 |  |  |  |  | Capital Cost:
Concrete | 0 | 0 |  |  |  |  | A*X^B*e^(C*X)
November, 2006 Capital Cost $: | 1 | 30325.8014 |  |  |  |  | A= | 3849.2
[7 empty] | B= | mg/L
1978 O&M Cost: | % | [5 empty] | C= | -3.5e-05
Materials | 0.18 | 0
Energy | 0.18 | 0 |  |  |  |  | O&M Cost:
Labor | 0.64 | 0 |  |  |  |  | A*e^(B*X) +C
Chemical Cost $/yr: |  | 16.4222 |  |  |  |  | A= | -28063
November, 2006 Operation & Maintenance $: | 1 | 16.4222 |  |  |  |  | B= | -0.000241
[7 empty] | C= | 36160
Ammonia Feed
1978 Capital Cost: | % | #VALUE!
Manufactured & Electrical Equipment | 0.66 | #VALUE!
Housing | 0.09 | #VALUE!
Excavation, Site Work & Labor | 0.15 | #VALUE!
Piping and Valves | 0.1 | #VALUE!
Steel | 0 | #VALUE!
Concrete | 0 | #VALUE!
November, 2006 Capital Cost $: | 1 | #VALUE!
1978 O&M Cost: | % | 12776.4239
Materials | 0.4 | 0
Energy | 0.06 | 0
Labor | 0.54 | 0
Ammonia Cost: |  | 57869.0675
November, 2006 Operation & Maintenance $: | 1 | 57869.0675

## {p} Ozone
Project Name | Date | Stage
Model Development | 2004-06-07 | A1
Disinfection: Ozone
|  | Units | Alternative Units
Production Flow to be treated | 4380.787 | L/s
Flow Rate: | 262847.2222 | L/min | 69444.4444 | gpm
Ozone level required (typically 1-5 mg/L) | 1 | mg/L
Total ozone needed: | 378.5 | kg/day | 832.7 | lbs/day
Contact time : | 2 | min
Contact chamber size: | 525.6944 | m3 | 18565.425 | ft3
Power (~26.5kWh per kg ozone): | 22066.55 | kWh
TOTAL CONSTRUCTION COSTS: | 2927245.377
TOTAL OPERATING COSTS: | 233063.8802
Note: Ozone requirements (ozone demand) are based on water quality analysis outside of this program
Ozone Generator: | [5 empty] | Contact Chamber:
Applicable Range
|  |  |  | Lower Limit | Upper Limit
Ozone Requirements: | 378.5 | kg/day |  | 4 | 1800
Limits (From EPA-600/2-79-162b, figure 11-13)
1978 Capital Cost: | % | 972673.755 |  |  |  | 1978 Capital Cost: | % | 72735.1817
Manufactured & Electrical Equipment | 0.81 | 2186390.5856 |  |  |  | B) Manufactured Equipment | 0 | 0
Housing | 0.03 | 75655.6433 |  |  |  | H) Housing | 0 | 0
Excavation, Site Work & Labor | 0.16 | 470344.4637 |  |  |  | A) Excavation and Site Work | 0.5 | 109911.5641
Piping and Valves | 0 | 0 |  |  |  | F) Piping and Valves | 0 | 0
Steel | 0 | 0 |  |  |  | D) Steel | 0.31 | 57910.7066
Concrete | 0 | 0 |  |  |  | C) Concrete | 0.19 | 27032.4138
November, 2006 Capital Cost $: | 1 | 2732390.6926 |  |  |  | Capital Cost: | 1 | 194854.6845
1978 O&M Cost: | % | 98627.2431
Materials | 0.11 | 22580.4859
Energy | 0.77 | 177200.2802
Labor | 0.12 | 33283.1142
November, 2006 Operation & Maintenance $: | 1 | 233063.8802
Ozone Generation Costs | [5 empty] | Ozone Contact Chamber Costs
Construction Costs: | [5 empty] | Construction Costs:
General Form: A *X ^B*e^(C*X) | [5 empty] | General Form: A *X ^B+C
A= | 18631.2 |  |  |  |  | A= | 1771.4
B= | 0.674 |  |  |  |  | B= | 0.5967
C= | -0.000121 |  |  |  |  | C= | 1700
O & M Costs: | [5 empty] | O&M Costs: NONE
General Form: A*X^B+C
A= | 392.4
B= | 0.919
C= | 6800
Source: Qasim, et al, Aug. 1992, AWWA | [5 empty] | Source: Qasim, et al, Aug. 1992, AWWA
Note on B11: manual input in "Report"
Note on B9: manual input in "Report"
Note on B12: Minimum size is 1.05 m3

## {q}LimeFeed
Project Name | Date | Stage
Model Development | 2004-06-07 | A1
Softening: Lime and Soda Ash
[11 empty] | Mg | Ca | HCO3+CO2 | Ca(OH)2 | Mg and Ca react with Alkalinity and Lime to precipitate CaCO3 and Mg(OH)2
[10 empty] | Ratio | 1 | 1 | 4 | 3
Volume Treated | 5153.8671 | L/sec. |  |  |  | Lime Requirement |  | Soda Ash Requirement |  | Limit | 0
[10 empty] | eq | 0 | 0 | 0 | 0
[5 empty] | Purity | 0.9 |  | 0.58 |  | mg/L | 0 | 0 | 0 | 0
FROM WATER ANALYSIS |  | Units | Alternative Units | [7 empty] | Mg | Ca | HCO3+CO2 | Ca(OH)2 | Remaining Mg or Ca react with remaining alkalinity
Ca (2+): | 2.1 | mg/L | 0.0525 | mmoles/L |  |  |  | 0 | mg/L | Ratio | 1 | 1 | 2 | 1
Mg (2+): | 0 | mg/L | 0 | mmoles/L |  | 0 | mg/L |  |  | eq | 0 | 0.0525 | 5.9357 | 0
HCO3 (-): | 180 | mg/L | 2.9508 | mmoles/L |  | 0 | mg/L |  |  | mg/L | 0 | 2.1 | 362.0795 | 0
CO2 (2-): | 0.75 | mg/L | 0.017045 | mmoles/L |  | 0.71591 | mg/L
Excess: | [5 empty] | 5 | mg/L |  |  |  | Mg | Ca | Na2CO3 | Ca(OH)2 | If Ca and/or Mg are in excess of Alkalinity, then add soda ash
Total | [5 empty] | 6.351 | mg/L | 0 | mg/L | Ratio | 1 | 1 | 1*mg+1*Ca | 1*Mg
volume treated: | 18553.9216 | m3/hr. | [7 empty] | eq | 0 | 0 | 0 | 0
Lime Dose: | [5 empty] | 117.8361 | mg/L | 0 | mg/L | mg/L | 0 | 0 | 0 | 0
Lime Cost $/ton: | 60 | mg/L
Soda Ash Cost $/ton: | 160 | per ton
Alternative dosage rate Lime | 0 | kg/hr.
Alternative dosage rate Soda | 0 | kg/hr. |  | Applicable Range
|  |  |  | Lower Limit | Upper Limit
Basis Lime: | 117.8361 | kg/hr |  | 4 | 4500 | Limits (From EPA-600/2-79-162b, figure 24-26) |  |  |  |  | 100
Basis Soda: | 0 | kg/hr |  | 4 | 4500 | [5 empty] | 0.085824 | mol/m3
[11 empty] | 100 | g/mol Calcium Carbonate
[10 empty] | 1.8018 | 11.4433 | g CaCO3 /m3 treated
1978 Capital Cost: | % | 88610.7281 | [8 empty] | 19.0721 | g sludge/m3 treated assuming 30% solids
Manufactured & Electrical Equipment | 0.7 | 172131.3112 | [8 empty] | 8492.695 | kg sludge per day
Housing | 0.25 | 57435.3391 | [8 empty] | 18683.929 | lbs sludge per day
Excavation, Site Work & Labor | 0.02 | 5356.0566
Piping and Valves | 0.03 | 5532.8802
Steel | 0 | 0
Concrete | 0 | 0
November, 2006 Capital Cost $: | 1 | 240455.587
1978 O&M Cost: | % | 15123.8085
Materials | 0.06 | 1888.6702
Energy | 0.09 | 3175.9998
Labor | 0.85 | 36151.4657
Lime Cost: |  | 64799.4968
November, 2006 Operation & Maintenance $: | 1 | 106015.6324
Updated from
EPA-600/2-79-162b, Aug. 1979
Estimating Water Treatment Costs
Volume 2
pp 61-64
Lime & Soda Ash Feed
Capital Cost
General Form = A + B(lnx)
x = kg Lime/hr
A= | -24950.92
B= | 20424.674
Operating Cost:
General Form = Ax^B
x = kg Lime/hr
A= | 866.285
B= | 0.51435

## {r}Antiscalent
Project Name | Date | Stage
Model Development | 2004-06-07 | A1
Antiscalant: Polymer
|  | Units | Alternative Units
Volume Treated | 5153.8671 | L/sec. | 445294.1176 | m3/day | Applicable Range
Alternative dosage rate (default = 0.5 mg/L): | 0 | mg/L |  |  | Lower Limit | Upper Limit
Basis Polymer Feed | 222.6471 | kg/day |  |  | 0.4 | 100 | Limits (From EPA-600/2-79-162b, figure 21-23)
American Water Chemicals $/500 lb.: | 500 | per 500 lbs.
1978 Capital Cost: | % | 59895.32
Manufactured & Electrical Equipment | 0.76 | 126322.8787
Housing | 0.19 | 29505.2546
Excavation, Site Work & Labor | 0.04 | 7240.7197
Piping and Valves | 0.01 | 1246.6272
Steel | 0 | 0
Concrete | 0 | 0
November, 2006 Capital Cost $: | 1 | 164315.4803
1978 O&M Cost: | % | 4757.6713
Materials | 0.1 | 990.2347
Energy | 0.24 | 2664.2959
Labor | 0.66 | 8830.4775
AntiScalant Cost $/yr: |  | 170232.3232
November, 2006 Operation & Maintenance $: | 1 | 182717.3313
Polymer Feed
Capital Cost
General Form: A*e^(B*X)+C
A = | 11760.71
B = | 0.00665
C = | 8200
O&M Cost
General Form: A*e^(B*X)
A = | 3000.8
B= | 0.00207
Source: Qasim, et al, Aug. 1992, AWWA
Addition of Coagulants, Flocculants, and Lime Softening.
Alum, Ferric hydroxide, and polymer are additives used to remove turbidity.
Alum and ferric hydroxide are added in excess of their solubility, according to
W.J. Weber, Jr., (Physicochemical Processes for Water Quality Control, co. 1972,
John Wiley & Sons, Inc.) the dosage is roughly 10^-4 moles per liter in the
or Aluminum sulfate add, 2 moles of hydroxide are formed.
Polymer dosage is based on experiment. We will use an estimate of .1 mg/L
to develop a cost estimate.

## {s}PolyElectrolyte
Project Name | Date | Stage
Model Development | 2004-06-07 | A1
Coagulant Aid: Poly-Electrolyte
|  | Units | Alternative Units
Volume Treated | 5153.8671 | L/sec. | 445294.1176 | m3/day | Applicable Range
Alternative dosage rate (default = 0.5 mg/L): | 0 | mg/L |  |  | Lower Limit | Upper Limit
Basis Polymer Feed | 222.6471 | kg/day |  |  | 0.5 | 100
American Water Chemicals $/500 lb.: | 500 | per 500 lbs.
1978 Capital Cost: | % | 59895.32
Manufactured & Electrical Equipment | 0.76 | 126322.8787
Housing | 0.19 | 29505.2546
Excavation, Site Work & Labor | 0.04 | 7240.7197
Piping and Valves | 0.01 | 1246.6272
Steel | 0 | 0
Concrete | 0 | 0
November, 2006 Capital Cost $: | 1 | 164315.4803
1978 O&M Cost: | % | 4757.6713
Materials | 0.1 | 990.2347
Energy | 0.24 | 2664.2959
Labor | 0.66 | 8830.4775
PolyElectrolyte Cost $/yr: |  | 170232.3232
November, 2006 Operation & Maintenance $: | 1 | 182717.3313
Polymer Feed
Capital Cost
General Form: A*e^(B*X)+C
A = | 11760.71
B = | 0.00665
C = | 8200
O&M Cost
General Form: A*e^(B*X)
A = | 3000.8
B= | 0.00207
Addition of Coagulants, Flocculants, and Lime Softening.
Alum, Ferric hydroxide, and polymer are additives used to remove turbidity.
Alum and ferric hydroxide are added in excess of their solubility, according to
W.J. Weber, Jr., (Physicochemical Processes for Water Quality Control, co. 1972,
John Wiley & Sons, Inc.) the dosage is roughly 10^-4 moles per liter in the
or Aluminum sulfate add, 2 moles of hydroxide are formed.
Polymer dosage is based on experiment. We will use an estimate of .1 mg/L
to develop a cost estimate.

## {t}KMnO4
Project Name | Date | Stage
Model Development | 2004-06-07 | A1
Oxidation: Potassium Permanganate
1 - 200 MGD | [9 empty] | 2500 gpd - 1 MGD
[7 empty] | Applicable Range | [9 empty] | Applicable Range
|  | Units | Alternative Units |  | Alternative Units |  | Lower Limit | Upper Limit |  |  |  | Units | Alternative Units |  | Alternative Units |  | Lower Limit | Upper Limit
Feed/Product Flow | 5153.8671 | L/sec. | 445294.1176 | m3/day | 81699.3464 | gpd | 1000000 | 200000000 | EPA-600/2-79-162b | Feed/Product Flow | 5153.8671 | L/sec. | 445294.1176 | m3/day | 81699.3464 | gpd | 2500 | 1000000 | EPA-600/2-79-162c
Mn 2+ | 0 | mg/L | [7 empty] | Mn 2+ | 0 | mg/L
Fe 2+ | 0 | mg/L | [7 empty] | Fe 2+ | 0 | mg/L
Calculated KMnO4 Dose: | 0 | mg/L | [7 empty] | Calculated KMnO4 Dose: | 0 | mg/L
Alternative dosage rate | 2 | mg/L | [7 empty] | Alternative dosage rate | 2 | mg/L
Basis KMnO4 | 890.5882 | kg/day |  |  |  |  | 0.4 | 220 | EPA-600/2-79-162b, figure 37-29 | Basis KMnO4 | 890.5882 | kg/day |  |  |  |  | 0.4 | 220 | EPA-600/2-79-162c, figure 37-29)
KMnO4 $/lb (hopper trucks): | 1.9 | per lb. | [7 empty] | KMnO4 $/lb (hopper trucks): | 1.9 | per lb.
1978 Capital Cost: | % | 35276.9004 | [7 empty] | 1978 Capital Cost: | % | 6400
Manufactured & Electrical Equipment | 0.66 | 64611.5094 | [7 empty] | Manufactured & Electrical Equipment | 0.25 | 163680
Housing | 0.19 | 17377.8841 | [7 empty] | Housing | 0.65625 | 463680
Excavation, Site Work & Labor | 0.05 | 5330.7618 | [7 empty] | Excavation, Site Work & Labor | 0.046875 | 33660
Piping and Valves | 0.1 | 7342.3338 | [7 empty] | Piping and Valves | 0.046875 | 34920
Steel | 0 | 0 | [7 empty] | Steel | 0 | 0
Concrete | 0 | 0 | [7 empty] | Concrete | 0 | 0
November, 2006 Capital Cost $: | 1 | 94662.4891 | [7 empty] | November, 2006 Capital Cost $: | 1 | 695940
1978 O&M Cost: | % | 5599.9994 | [7 empty] | 1978 O&M Cost: | % | 1180
Materials | 0.03 | 349.6656 | [7 empty] | Materials | 4.237% | 5920
Energy | 0.05 | 653.3333 | [7 empty] | Energy | 9.788% | 0
Labor | 0.92 | 14488.4398 | [7 empty] | Labor | 85.59% | 106959
KMnO4 Cost $/yr: |  | 1293765.656 | [7 empty] | KMnO4 Cost $/yr: |  | 0
November, 2006 Operation & Maintenance $: | 1 | 1309257.0947 | [7 empty] | November, 2006 Operation & Maintenance $: | 0.99619 | 112879
Permanganate Feed | [9 empty] | Permanganate Feed
Capital Cost | [9 empty] | Capital Cost
General Form: A*X^B*e^(C*X) | [9 empty] | General Form: A*X^B*e^(C*X)
A = | 9681.7 | [8 empty] | A = | 6400
B = | 0.0304 | [8 empty] | B = | 0
C = | 0.00122 | [8 empty] | C = | 0
O&M Cost | [9 empty] | O&M Cost
General Form: A*e^(B*X)+C | [9 empty] | General Form: A*e^(B*X)+C
A = | -2125.9 | [8 empty] | A = | 1180
B= | -0.01689 | [8 empty] | B= | 0
C= | 5600 | [8 empty] | C= | 0
Source: Qasim, et al, Aug. 1992, AWWA | [9 empty] | EPA
Assumptions
- 97% pure
- on-site mixing

## {v}Clearwell
Project Name | Date | Stage
Model Development | 2004-06-07 | A1
Clearwell
Construction cost for clear well storage
Below Ground (concrete) |  |  | Ground Level (steel)
Storage Capacity | 15852.0476 | kgal | Storage Capacity | 14531.0436 | kgal
| 60000 | m3 |  | 55000 | m3 | Storage Capacity (m3) | Below Ground CC | Storage Capacity (m3) | Ground Level CC
[6 empty] | 100 | 92.0628 | 100 | 65.5919
1978 Capital Cost: | % | 3169927 | 1978 Capital Cost: | % | 1628817 | 200 | 111.1037 | 200 | 90.0827
Manufactured & Electrical Equipment | 0.02 | 175936.0303 | Manufactured & Electrical Equipment | 0.6891 | 3114799.3498 | 500 | 168.1802 | 500 | 157.6993
Housing | 0.13 | 1068428.5615 | Housing | 0.13 | 548995.1675 | 800 | 225.1875 | 800 | 181.5445
Excavation, Site Work & Labor | 0.3173 | 3039822.2471 | Excavation, Site Work & Labor | 0.01 | 49226.7483 | 1000 | 263.1539 | 1000 | 197.4008
Piping and Valves | 0 | 0 | Piping and Valves | 0.07066 | 239546.3899 | 1200 | 301.0895 | 1200 | 213.2247
Steel | 0.2753 | 2241341.9253 | Steel | 0.044 | 184067.7113
Concrete | 0.25695 | 1593252.3961 | Concrete | 0.0569 | 181288.9181
November, 2006 Capital Cost: | 0.99955 | 8118781.1604 | November, 2006 Capital Cost: | 1.0007 | 4317924.2849
November, 2006 Unit Cost ($/kgal) | 512.1598 |  | November, 2006 Unit Cost ($/kgal) | 297.1517
Data from EPA-600/2-79-162b, August 1979, pg453-454. They are used in determining cost formula.

## {w}GravityFilt
Project Name | Date | Stage
Model Development | 2004-06-07 | A1
Filtration: Gravity Media Filter
Gravity Filter
|  | Units | Alternative Units |  | Backwashing Pump |  |  |  | Gravity Filter Structure
Desired Flow Rate | 5153.8671 | L/s | 81720.9371 | gpm | What is relationship of BW pump to filter area for min and max calcs | Actual | Applicable Range |  |  | Actual | Applicable Range
Temperature | 53.15 | oF |  |  |  |  | Lower Limit | Upper Limit |  |  | Lower Limit | Upper Limit
Total Suspended Solids | 22 | mg/L |  |  | Filter area (m2): | 2120.4482 | 13 | 2600 | Filter area (m2): | 2120.4482 | 13 | 2600 | 50 | 924
Wash Cycle | 24 | hr | [6 empty] | Limits (From EPA-600/2-79-162b, figure 67-69) |  |  |  | 100 | 1403
TSS Density | 35 | g/L* | [10 empty] | 200 | 2149
Media Depth | 1.2 | m | 1.308 | yd | 1978 Capital Cost: | % | 2150535.6926 |  | 1978 Capital Cost: | % | 4625190.2866 |  | 300 | 2775
Maximum Media Capacity | 110 | L-TSS/m3* |  |  | Manufactured & Electrical Equipment | 0.69 | 4117857.1598 |  | Manufactured & Electrical Equipment | 0.26 | 3337171.1844 |  | 400 | 3343
Required Media Volume | 2544.5378 | m3 | 3328.2555 | yd3 | Housing | 0 | 0 |  | Housing | 0.18 | 2158514.5768 |  | 600 | 4389
Calculated Bed Area: | 2120.4482 | m2 | 4156.0784 | yd2 | Excavation, Site Work & Labor | 0.07 | 454960.3517 |  | Excavation, Site Work & Labor | 0.22 | 3075255.0597 |  | 800 | 5374
Alternative Bed Area: | 0 | m2 | 0 | yd2 | Piping and Valves | 0.24 | 1074240.6944 |  | Piping and Valves | 0.23 | 2214119.9472 |  | 1000 | 6333
Tank Depth | 1.56 | m | 1.7004 | yd | Steel | 0 | 0 |  | Steel | 0.05 | 593953.2345 |  | 1200 | 7286
Backwash rate | 13.9324 | gpm/ft2 |  |  | Concrete | 0 | 0 |  | Concrete | 0.06 | 542834.6387 |  | 1400 | 8244
Backwash duration | 6 | min. |  |  | November, 2006 Capital Cost $: | 1 | 5647058.2059 |  | November, 2006 Capital Cost $: | 1 | 11921848.6414 |  | 1600 | 9215
Backwash frequency |  | times per day | [10 empty] | 1800 | 10204
Loading Rate |  |  | 2.1848 | gpm/sqft | 1978 O&M Cost: | % | 25104.706 |  | 1978 O&M Cost: | % | 262655.2842 |  | 2000 | 11217
[5 empty] | Materials | 0.24 | 12540.3624 |  | Materials | 0.12 | 65601.0955 |  | 2300 | 12790
Media Cost Delivered |  |  |  |  | Energy | 0.52 | 30460.3766 |  | Energy | 0.36 | 220630.4387 |  | 2600 | 14436
$/yd3 Sand | 540 |  | 699.3157 | $/m3 | Labor | 0.24 | 16943.8539 |  | Labor | 0.52 | 384092.0351 |  | 2800 | 15579
$/yd3 Coal | 540 |  | 699.3157 | $/m3 | November, 2006 Operation & Maintenance $: | 1 | 59944.5929 |  | November, 2006 Operation & Maintenance $: | 1 | 670323.5693
$/yd3 Greensand | 1620 |  | 2097.947 | $/m3
$/yd3 Garnet | 1215 |  | 1573.4602 | $/m3
[5 empty] | Backwash Pumping Costs |  |  |  | Gravity Filter Structure Costs
[5 empty] | Construction Costs: |  |  |  | Construction Costs:
TOTAL CONSTRUCTION COSTS: |  | 17568906.8473 |  |  | General Form: A + B*X + C*X^2 |  |  |  | General Form: A *X^B*e^(CX)
Rapid Sand: |  | 1797257.9496 |  |  | A= | 36000 |  |  | A= | 35483.4
Coal/ Sand: |  | 1797257.9496 |  |  | B= | 1254.21 |  |  | B= | 0.591
Coal/ Sand/ Garnet: |  | 2546115.4286 |  |  | C= | -0.1212 |  |  | C= | 0.000162
Sand/Greensand/Coal |  | 2995429.916
TOTAL OPERATING COSTS: |  | 730268.1622 |  |  | O & M Costs: |  |  |  | O & M Costs:
Media costs assume equal parts of each type. |  |  |  |  | General Form: A*X^B+C |  |  |  | General Form: A*X^B+C
[5 empty] | A= | 73.3 |  |  | A= | 359.5
*Media capacity based on information in 'Water Treatment and Plant Design', |  |  |  |  | B= | 0.75 |  |  | B= | 0.8568
R.L. Sanks, Co: 1978, Ann Arbor Science Publishers, Inc. |  |  |  |  | C= | 2200 |  |  | C= | 8100
Construction cost is 100% Manufactured Equipment |  |  |  |  | Source: Qasim, et al, Aug. 1992, AWWA |  |  |  | Source: Qasim, et al, Aug. 1992, AWWA
O&M costs are included with the structure.
Backwashing rates
General Form: Y = mx+b
y = 0.186x + 4.0465
US Filter design (Quinault project)
Temp range: 32 to 75 F
Corresponding backwash range: 10 to 18 gpm/ft2
Corresponding backwash out side of range stays at either 10 or 18 gpm/ft2
Note on A52: sdundorf: Need to check with text books or other sources

## {x}UFSCC
Project Name | Date | Stage
Model Development | 2004-06-07 | A1
Upflow Solids Contact Clarifier (UFSCC)
|  | Units | Alternative Units
Production Flow to be treated | 4380.787 | L/sec | 69444.4444 | gpm
Retention Time | 180 | min.
Assumed Depth = 4.8 m | 4.8 | m
Calculated Settling Area | 9856.7708 | m2
Alternative settling Area | 0 | m2
Basis: | 9856.7708 | m2
1978 Construction Cost | % | 2921679.3277
Manufactured & Electrical Equipment | 0.516 | 4183673.4728
Housing | 0 | 0
Excavation, Site Work & Labor | 0.293 | 2587194.1709
Piping and Valves | 0 | 0
Steel | 0.11 | 825425.4884
Concrete | 0.081 | 462918.2087
November, 2006 Capital Cost $: |  | 8059211.3407
| % | G=70 | % | G=110 | % | G=150
1978 O&M Cost: |  | 58325.3463 |  | 92594.5545 |  | 128007.2672
Materials | 0.17 | 20637.1609 | 0.14 | 26980.9468 | 0.11 | 29306.9764
Energy | 0.23 | 31301.2692 | 0.38 | 82100.505 | 0.5 | 149341.8117
Labor | 0.6 | 98413.4353 | 0.48 | 124989.2031 | 0.39 | 140392.8687
November, 2006 Operation & Maintenance $: |  | 150351.8654 |  | 234070.6548 |  | 319041.6568
Construction Cost Equations (From EPA-600/2-79-162b, figure 63)
$ = a+b*x |  | a | b
| <400 m2 | 62801.114 | 416.7716
| >400 m2 | 132264.71 | 244.3322
O&M Cost (From EPA-600/2-79-162b figure 63 & 64)
$=a+b*x |  | a | b
G = 70 |  | 5967.9519 | 5.3118
G = 110 |  | 5806.5744 | 8.8049
G = 150 |  | 5939.8245 | 12.3841

## {y}IX
Project Name | Date | Stage
Model Development | 2004-06-07 | A1
Ion Exchange
Regeneration/Backwashing Pump
[7 empty] | Actual | Applicable Range
[8 empty] | Lower Limit | Upper Limit
Production Flow to be treated | 4380.787 | L/s |  |  |  | Filter area (m2): | 49.6089 | 13 | 2600
Equiv/L , CATION >+1 | 0.00010479 | equiv/L |  | Applicable Range
Equiv/L , ANION | 0.0072071 | equiv/L |  | Lower Limit | Upper Limit
Service Flow Rate : | 20 | L/(hr*L resin) |  | 16 | 40 | 1978 Capital Cost: | % | 97921.7186
Cation Equivalents/Liter of Resin | 20 | equiv/L |  |  |  | Manufactured & Electrical Equipment | 0.69 | 187501.0265
Anion Equivalents/Liter of Resin | 11 | equiv/L |  |  |  | Housing | 0 | 0
Desired Run Cycle: | 1 | days |  |  |  | Excavation, Site Work & Labor | 0.07 | 20716.001
[6 empty] | Piping and Valves | 0.24 | 48914.0893
Medium: | Cation | Anion |  |  |  | Steel | 0 | 0
Min Volume: | 788.5417 | 788.5417 | m3 |  |  | Concrete | 0 | 0
Time until exhaustion of min volume: | 397.619 | 3.1797 | days |  |  | November, 2006 Capital Cost $: | 1 | 257131.1168
Resin for desired Run Cycle: | 788.5417 | 788.5417 | m3
Resin Expansion Coefficient | 2 | 2 |  |  |  | 1978 O&M Cost: | % | 3570.1678
Total Vessel Volume | 1577.0833 | 1577.0833 | m3 |  |  | Materials | 0.24 | 1783.3787
Nominal Resin Price $/m3 | 1607.1429 | 6250 |  |  |  | Energy | 0.52 | 4331.8036
Resin Cost: | 1267299.1071 | 4928385.4167 |  |  |  | Labor | 0.24 | 2409.6041
[6 empty] | November, 2006 Operation & Maintenance $: | 1 | 8524.7864
Vessel:
Aspect ratio: |  | 4 | height/dia
Bed area : |  | 49.6089 | m2
Base pressure vessel correlation: | [5 empty] | Total Construction Cost: | % | 2208277.8293 | Resin w/ Tank & Regeneration Tank
Number of Vessels (Reality check) | Height is 31.8 m |  |  |  |  | Manufactured & Electrical Equipment | 0.57389 | 1845611.6439
(446 kPa/ 50 psig) | b= | 3.4461 |  |  |  | Housing | 0.01 | 31839.014
log($) = b + m*log(m^3) | m= | 0.56176 |  |  |  | Excavation, Site Work & Labor | 0.03 | 86052.7209
Cost factor for operating pressure: |  | 2 |  |  |  | Piping and Valves | 0.42611 | 1118252.5852
Tank cost at base pressure: |  | 174786.2361 |  |  |  | Steel | 0 | 0
TOTAL TANK COST: |  | 349572.4722 |  |  |  | Concrete | 0 | 0
[6 empty] | November, 2006 Capital Cost $: | 1.04 | 3081755.964
Regeneration (with NaCl) |  | Units | Alternative Units |  |  | 1978 O&M Cost: | % | 820280.4688
Mass of NaCl /vol of resin: | 150 | kg/m3 | 9.3651 | lb/ft3 |  | Materials | 0.24 | 233955.7484
NaCl required: | 236562.5 | kg | 521525.6875 | lb |  | Energy | 0.52 | 426545.8438
Chemical cost per kg NaCl: | 0.02 | per kg | 0.0090719 | per lb. |  | Labor | 0.24 | 179673.1206
TOTAL CHEMICAL COST PER YEAR: | 820280.4688 |  |  |  |  | November, 2006 Operation & Maintenance $: | 1 | 840174.7127
Chemical concentration: | 10 | percent
Regeneration fluid req'd : | 2365.625 | m3 | 625 | kgal
STORAGE TANK COST: | 591406.25
|  | Units | Alternative Units |  |  | 80,000 gallon | 319000
Pumping | [5 empty] | 100,000 gallon | 333000
Height DIfference | 31.7903 | m | 104.299 | ft
Pipe Diameter | 0.50743 | m | 1.6648 | ft
Length of Pipe | 10 | m | 32.8084 | ft
Efficiency | 78
Number Transfer Pumps | 1
Pressure Differential | 200 | kPa | 29.0227 | psi
Capacity per Pump | 5.1539 | m3/s | 81699.3464 | gpm
Size | 6512.9055 | hp
Backwash Pumping Costs
Construction Costs:
General Form: A + B*X + C*X^2
A= | 36000
B= | 1254.21
C= | -0.1212
O & M Costs:
General Form: A*X^0.75 + B
A= | 73.3
B= | 2200
Source: Qasim, et al, Aug. 1992, AWWA

## {z}MF-P input
Project Name | Date | Stage
Model Development | 2004-06-07 | A1
MF Input (Pressurized MF)
Applicable Range
Process input |  | Units | Alternative Units |  | Alternative Units |  | Lower Limit | Upper Limit | Process Flow Calculation |  | Units | Alternative Units |  |  | Total Recovery: |  | 0.99332
Design MF product flow rate | 99989168.9407 | gpd | [6 empty] | Feed flow | 4380.3126 | L/s | 69429.5855 | gpm
Design MF product flow rate | 99.9892 | MGD |  |  |  |  | 0.01 |  | Product flow | 4351.0734 | L/s | 68966.1345 | gpm |  |  |  | MF Backwash
Design MF product flow rate | 69436.9229 | gpm | [6 empty] | Backwash | 908.4 | L/hr | 3.9996 | gpm |  |  |  | 3.9996 | gal/min
Design MF product flow rate | 4380.3126 | L/s | 378459004.4407 | L/day |  |  |  |  | Recovery rate | 99.3325 | % | [6 empty] | MF Product
Design MF product flow rate | 378459.0044 | m3/day | [6 empty] | Feed pump horsepower | 1518.9327 | hp |  |  | MF Feed
[9 empty] | Feed pump (kwh) | 9429856.1402 | kwh |  |  | 69429.5855 | gpm |  |  | 68966.1345 | gpm
Plant availability (%) | 95 | % | [6 empty] | Backflush (kwh) | 62865.7076 | kwh
Membrane Module equipment cost | 211500 | 90M10C | [6 empty] | Number of Modules | 103
Cost per membrane | 650 | [7 empty] | Number of Membranes | 9270
modular system flow rate | 675 | gpm | 42.5812 | L/s | 0.972 | MGD |  |  | Building Area | 49994.6404 | ft2 | 4644.6154 | m2 |  |  | Microfiltration
Flow per module | 7.5 | gpm
No. membranes per module | 90
Pump efficiency | 80 | %
Motor efficiency | 93 | %
Design feed pressure | 30 | psi | 206.73 | kpa
Backflush pressure | 29 | psi | 199.839 | kpa | [5 empty] | 576
Backwash Flow | 600 | gpm | 37.85 | L/s
Backwash intervals | 15 | minutes | 900 | second | 0.010417 | days
Backwash and backflush duration | 0.1 | minutes | 6 | second | 6.9444e-05 | days
Operations & Maintenance Cost Input
Electricity Rate | 0.07 | $/kWh
Sodium Hypochlorite Cost | 0.43 | $/L
Design dosage | 200 | mg/L
Specific gravity (NaOCl) | 1.168
Solution concentration | 12 | %
Membrane Life | 10 | Years
Staff Days/day | 3
Labor Rate (salary and benefits) | 29.05 | $/hr
Amortization time | 30 | Years
Interest Rate | 6 | %
Note on B37: 5 MGD Microfiltration plant has 6 staff
Note on C15: US Filter - Memcor Model 90M10C
Note on H9: Memcor literature

## {aa}MF-P output
Project Name | Date | Stage
Model Development | 2004-06-07 | A1
MF Output
O&M Cost Estimation
Direct Capital Costs
Membrane Modules | 21784500 | @ | 211500 | $ each |  |  | Electricity | 664490.5293
Membrane | 6025500 | @ | 650 | $ each |  |  | Labor | 254000
Building | 4999464.0429 | @ | 100 | $/ft2 | 1076.4 | $/m2 | Chemicals (Sodium Hypochlorite) | 215000
Installation | 7210000 | @ | 70000 | $/90M10C |  |  | Membrane Replacement | 603000
Miscellaneous | 1089225 |  | 5 | % of Module Cost |  |  | Cleaning Chemicals(NaOCl) | 43000
Plant interconnecting piping | 1143686.25 |  | 5 | % of Module and misc. |  |  | Repairs and Replacement and Misc. | 891000
Engineering | 2287372.5 |  | 10 | % of Module and misc. |  |  | Total O & M Cost | 2670490.5293
Total Direct Capital Costs | 44539747.7929
Indirect Capital Costs
Interest During Construction | 2672000 |  | 6 | % of Total direct
Contingencies | 8908000 |  | 20 | % of Total direct
A&E Fees, Proj. Management | 4454000 |  | 10 | % of Total direct
Working Capital | 1782000 |  | 4 | % of Total direct
Total Indirect Captial Cost | 17816000
Total Construction Cost | 62355747.7929 | [5 empty] | Total costs
Cost per gpd capacity | 0.62363 | [5 empty] | Capital Recovery | 4530000
[7 empty] | O&M | 2670490.5293
[7 empty] | Annual cost | 7200490.5293
[7 empty] | $/m3 Product | 0.054827
[7 empty] | $/1000 gal Product | 0.20768
Change to reflect more accurate costs | [6 empty] | $/acre foot Product | 67.6239
Look in M41
AWWA San Antonio Conf Proceedings

## {bb}Rejection
Project Name | Date | Stage
Model Development | 2004-06-07 | A1
Rejection
| Manufacturer's | Site | References
Pure water permeability (m3/s) | 0.0002662 | 3.966
Feed Flow (m3/s) | 0.002662 | 39.6604
Transmembrane pressure (Pa) | 1550000 | 1404096.1128
Area (m2) | 37 | 551244.7903
Channel height dh(m) | 1e-05 | 1e-05
Cf (mol/m3) | 25.6849 | 13.9602
Density (kg/m3) | 1000 | 1000
Viscosity (Pa s) | 0.001005 | 0.001005
a (Pa m3mol-1) | 4908 | 4908
Diffusivity of NaCl (m2/s) | 1.2e-09 | 1.2e-09
Calculated paramters determined by configuration and operating conditions
Jv (m/s) 1st pass | 7.1947e-06 | 7.1947e-06 | A
Pv/tm (m3m-2s-1Pa-1) | 4.6417e-12 | 5.1241e-12 | A
Average Uc (m/s) | 14.3894 | 14.3894 | A
Schmidt Number | 837.5 | 837.5 | A
Reynolds Number | 143.178 | 143.178 | A
a | 0.875 | 0.875 | B
b | 0.25 | 0.25 | B
c | 0.065 | 0.065 | B
k (m/s) for laminar flow in flat channel | 0.0032302 | 0.0032302 | A and B
Iterations neccessary for model convergence (pp 9.13 item 8, reference A)
Solving the design equations | 1 | 2 | 3 | 4 | 5 | 6 | 7 | 8 | 9 | 10 | 11 | 12 | 13 | 14 | 15 | 16 | 17 | 18 | 19 | 20 | 21 | 22 | 23 | 24 | 25 | 26 | 27 | 28 | 29 | 30 | 31 | 32 | 33 | 34 | 35 | 36 | 37 | 38 | 39 | 40 | 41 | 42 | 43 | 44 | 45 | 46 | 47 | 48 | 49 | 50
Jv/k | 0.0022273 | 0.0020265 | 0.0020285 | 0.0020285 | 0.0020285 | 0.0020285 | 0.0020285 | 0.0020285 | 0.0020285 | 0.0020285 | 0.0020285 | 0.0020285 | 0.0020285 | 0.0020285 | 0.0020285 | 0.0020285 | 0.0020285 | 0.0020285 | 0.0020285 | 0.0020285 | 0.0020285 | 0.0020285 | 0.0020285 | 0.0020285 | 0.0020285 | 0.0020285 | 0.0020285 | 0.0020285 | 0.0020285 | 0.0020285 | 0.0020285 | 0.0020285 | 0.0020285 | 0.0020285 | 0.0020285 | 0.0020285 | 0.0020285 | 0.0020285 | 0.0020285 | 0.0020285 | 0.0020285 | 0.0020285 | 0.0020285 | 0.0020285 | 0.0020285 | 0.0020285 | 0.0020285 | 0.0020285 | 0.0020285 | 0.0020285 | 0.0020285
Recovery | 0.1 | 0.090983 | 0.091074 | 0.091073 | 0.091073 | 0.091073 | 0.091073 | 0.091073 | 0.091073 | 0.091073 | 0.091073 | 0.091073 | 0.091073 | 0.091073 | 0.091073 | 0.091073 | 0.091073 | 0.091073 | 0.091073 | 0.091073 | 0.091073 | 0.091073 | 0.091073 | 0.091073 | 0.091073 | 0.091073 | 0.091073 | 0.091073 | 0.091073 | 0.091073 | 0.091073 | 0.091073 | 0.091073 | 0.091073 | 0.091073 | 0.091073 | 0.091073 | 0.091073 | 0.091073 | 0.091073 | 0.091073 | 0.091073 | 0.091073 | 0.091073 | 0.091073 | 0.091073 | 0.091073 | 0.091073 | 0.091073 | 0.091073 | 0.091073
Intrinsic Rejection Ro | 0.996 | 0.996 | 0.996 | 0.996 | 0.996 | 0.996 | 0.996 | 0.996 | 0.996 | 0.996 | 0.996 | 0.996 | 0.996 | 0.996 | 0.996 | 0.996 | 0.996 | 0.996 | 0.996 | 0.996 | 0.996 | 0.996 | 0.996 | 0.996 | 0.996 | 0.996 | 0.996 | 0.996 | 0.996 | 0.996 | 0.996 | 0.996 | 0.996 | 0.996 | 0.996 | 0.996 | 0.996 | 0.996 | 0.996 | 0.996 | 0.996 | 0.996 | 0.996 | 0.996 | 0.996 | 0.996 | 0.996 | 0.996 | 0.996 | 0.996 | 0.996
Appartent Rejection Ra | 0.99555 | 0.99559 | 0.99559 | 0.99559 | 0.99559 | 0.99559 | 0.99559 | 0.99559 | 0.99559 | 0.99559 | 0.99559 | 0.99559 | 0.99559 | 0.99559 | 0.99559 | 0.99559 | 0.99559 | 0.99559 | 0.99559 | 0.99559 | 0.99559 | 0.99559 | 0.99559 | 0.99559 | 0.99559 | 0.99559 | 0.99559 | 0.99559 | 0.99559 | 0.99559 | 0.99559 | 0.99559 | 0.99559 | 0.99559 | 0.99559 | 0.99559 | 0.99559 | 0.99559 | 0.99559 | 0.99559 | 0.99559 | 0.99559 | 0.99559 | 0.99559 | 0.99559 | 0.99559 | 0.99559 | 0.99559 | 0.99559 | 0.99559 | 0.99559
Cw (mol/L) | 28.5895 | 28.3015 | 28.3043 | 28.3043 | 28.3043 | 28.3043 | 28.3043 | 28.3043 | 28.3043 | 28.3043 | 28.3043 | 28.3043 | 28.3043 | 28.3043 | 28.3043 | 28.3043 | 28.3043 | 28.3043 | 28.3043 | 28.3043 | 28.3043 | 28.3043 | 28.3043 | 28.3043 | 28.3043 | 28.3043 | 28.3043 | 28.3043 | 28.3043 | 28.3043 | 28.3043 | 28.3043 | 28.3043 | 28.3043 | 28.3043 | 28.3043 | 28.3043 | 28.3043 | 28.3043 | 28.3043 | 28.3043 | 28.3043 | 28.3043 | 28.3043 | 28.3043 | 28.3043 | 28.3043 | 28.3043 | 28.3043 | 28.3043 | 28.3043
Cp (mol/L) | 0.11436 | 0.11321 | 0.11322 | 0.11322 | 0.11322 | 0.11322 | 0.11322 | 0.11322 | 0.11322 | 0.11322 | 0.11322 | 0.11322 | 0.11322 | 0.11322 | 0.11322 | 0.11322 | 0.11322 | 0.11322 | 0.11322 | 0.11322 | 0.11322 | 0.11322 | 0.11322 | 0.11322 | 0.11322 | 0.11322 | 0.11322 | 0.11322 | 0.11322 | 0.11322 | 0.11322 | 0.11322 | 0.11322 | 0.11322 | 0.11322 | 0.11322 | 0.11322 | 0.11322 | 0.11322 | 0.11322 | 0.11322 | 0.11322 | 0.11322 | 0.11322 | 0.11322 | 0.11322 | 0.11322 | 0.11322 | 0.11322 | 0.11322 | 0.11322
Cr (mol/L) | 28.5261 | 28.2444 | 28.2472 | 28.2472 | 28.2472 | 28.2472 | 28.2472 | 28.2472 | 28.2472 | 28.2472 | 28.2472 | 28.2472 | 28.2472 | 28.2472 | 28.2472 | 28.2472 | 28.2472 | 28.2472 | 28.2472 | 28.2472 | 28.2472 | 28.2472 | 28.2472 | 28.2472 | 28.2472 | 28.2472 | 28.2472 | 28.2472 | 28.2472 | 28.2472 | 28.2472 | 28.2472 | 28.2472 | 28.2472 | 28.2472 | 28.2472 | 28.2472 | 28.2472 | 28.2472 | 28.2472 | 28.2472 | 28.2472 | 28.2472 | 28.2472 | 28.2472 | 28.2472 | 28.2472 | 28.2472 | 28.2472 | 28.2472 | 28.2472
Jv Theoretical (m3m-2s) | 6.546e-06 | 6.5525e-06 | 6.5525e-06 | 6.5525e-06 | 6.5525e-06 | 6.5525e-06 | 6.5525e-06 | 6.5525e-06 | 6.5525e-06 | 6.5525e-06 | 6.5525e-06 | 6.5525e-06 | 6.5525e-06 | 6.5525e-06 | 6.5525e-06 | 6.5525e-06 | 6.5525e-06 | 6.5525e-06 | 6.5525e-06 | 6.5525e-06 | 6.5525e-06 | 6.5525e-06 | 6.5525e-06 | 6.5525e-06 | 6.5525e-06 | 6.5525e-06 | 6.5525e-06 | 6.5525e-06 | 6.5525e-06 | 6.5525e-06 | 6.5525e-06 | 6.5525e-06 | 6.5525e-06 | 6.5525e-06 | 6.5525e-06 | 6.5525e-06 | 6.5525e-06 | 6.5525e-06 | 6.5525e-06 | 6.5525e-06 | 6.5525e-06 | 6.5525e-06 | 6.5525e-06 | 6.5525e-06 | 6.5525e-06 | 6.5525e-06 | 6.5525e-06 | 6.5525e-06 | 6.5525e-06 | 6.5525e-06 | 6.5525e-06
Exp (Jv/k) | 1.0022 | 1.002 | 1.002 | 1.002 | 1.002 | 1.002 | 1.002 | 1.002 | 1.002 | 1.002 | 1.002 | 1.002 | 1.002 | 1.002 | 1.002 | 1.002 | 1.002 | 1.002 | 1.002 | 1.002 | 1.002 | 1.002 | 1.002 | 1.002 | 1.002 | 1.002 | 1.002 | 1.002 | 1.002 | 1.002 | 1.002 | 1.002 | 1.002 | 1.002 | 1.002 | 1.002 | 1.002 | 1.002 | 1.002 | 1.002 | 1.002 | 1.002 | 1.002 | 1.002 | 1.002 | 1.002 | 1.002 | 1.002 | 1.002 | 1.002 | 1.002
Solving Design Equations for Site Conditions
Jv/k | 0.0022273 |  | 0.0020285 | 0.0020285 | 0.0020285 | 0.0020285 | 0.0020285 | 0.0020285 | 0.0020285 | 0.0020285 | 0.0020285 | 0.0020285 | 0.0020285 | 0.0020285 | 0.0020285 | 0.0020285 | 0.0020285 | 0.0020285 | 0.0020285 | 0.0020285 | 0.0020285 | 0.0020285 | 0.0020285 | 0.0020285 | 0.0020285 | 0.0020285 | 0.0020285 | 0.0020285 | 0.0020285 | 0.0020285 | 0.0020285 | 0.0020285 | 0.0020285 | 0.0020285 | 0.0020285 | 0.0020285 | 0.0020285 | 0.0020285 | 0.0020285 | 0.0020285 | 0.0020285 | 0.0020285 | 0.0020285 | 0.0020285 | 0.0020285 | 0.0020285 | 0.0020285 | 0.0020285 | 0.0020285 | 0.0020285 | 0.0020285
Recovery | 0.1 | 0.091074 | 0.091073 | 0.091073 | 0.091073 | 0.091073 | 0.091073 | 0.091073 | 0.091073 | 0.091073 | 0.091073 | 0.091073 | 0.091073 | 0.091073 | 0.091073 | 0.091073 | 0.091073 | 0.091073 | 0.091073 | 0.091073 | 0.091073 | 0.091073 | 0.091073 | 0.091073 | 0.091073 | 0.091073 | 0.091073 | 0.091073 | 0.091073 | 0.091073 | 0.091073 | 0.091073 | 0.091073 | 0.091073 | 0.091073 | 0.091073 | 0.091073 | 0.091073 | 0.091073 | 0.091073 | 0.091073 | 0.091073 | 0.091073 | 0.091073 | 0.091073 | 0.091073 | 0.091073 | 0.091073 | 0.091073 | 0.091073 | 0.091073
Intrinsic Rejection Ro | 0.996 | 0.996 | 0.996 | 0.996 | 0.996 | 0.996 | 0.996 | 0.996 | 0.996 | 0.996 | 0.996 | 0.996 | 0.996 | 0.996 | 0.996 | 0.996 | 0.996 | 0.996 | 0.996 | 0.996 | 0.996 | 0.996 | 0.996 | 0.996 | 0.996 | 0.996 | 0.996 | 0.996 | 0.996 | 0.996 | 0.996 | 0.996 | 0.996 | 0.996 | 0.996 | 0.996 | 0.996 | 0.996 | 0.996 | 0.996 | 0.996 | 0.996 | 0.996 | 0.996 | 0.996 | 0.996 | 0.996 | 0.996 | 0.996 | 0.996 | 0.996
Appartent Rejection Ra | 0.9956 | 0.9956 | 0.99559 | 0.99559 | 0.99559 | 0.99559 | 0.99559 | 0.99559 | 0.99559 | 0.99559 | 0.99559 | 0.99559 | 0.99559 | 0.99559 | 0.99559 | 0.99559 | 0.99559 | 0.99559 | 0.99559 | 0.99559 | 0.99559 | 0.99559 | 0.99559 | 0.99559 | 0.99559 | 0.99559 | 0.99559 | 0.99559 | 0.99559 | 0.99559 | 0.99559 | 0.99559 | 0.99559 | 0.99559 | 0.99559 | 0.99559 | 0.99559 | 0.99559 | 0.99559 | 0.99559 | 0.99559 | 0.99559 | 0.99559 | 0.99559 | 0.99559 | 0.99559 | 0.99559 | 0.99559 | 0.99559 | 0.99559 | 0.99559
Cw (mol/L) | 15.5388 | 15.3528 | 15.3838 | 15.3838 | 15.3838 | 15.3838 | 15.3838 | 15.3838 | 15.3838 | 15.3838 | 15.3838 | 15.3838 | 15.3838 | 15.3838 | 15.3838 | 15.3838 | 15.3838 | 15.3838 | 15.3838 | 15.3838 | 15.3838 | 15.3838 | 15.3838 | 15.3838 | 15.3838 | 15.3838 | 15.3838 | 15.3838 | 15.3838 | 15.3838 | 15.3838 | 15.3838 | 15.3838 | 15.3838 | 15.3838 | 15.3838 | 15.3838 | 15.3838 | 15.3838 | 15.3838 | 15.3838 | 15.3838 | 15.3838 | 15.3838 | 15.3838 | 15.3838 | 15.3838 | 15.3838 | 15.3838 | 15.3838 | 15.3838
Cp (mol/L) | 0.062155 | 0.061411 | 0.061535 | 0.061535 | 0.061535 | 0.061535 | 0.061535 | 0.061535 | 0.061535 | 0.061535 | 0.061535 | 0.061535 | 0.061535 | 0.061535 | 0.061535 | 0.061535 | 0.061535 | 0.061535 | 0.061535 | 0.061535 | 0.061535 | 0.061535 | 0.061535 | 0.061535 | 0.061535 | 0.061535 | 0.061535 | 0.061535 | 0.061535 | 0.061535 | 0.061535 | 0.061535 | 0.061535 | 0.061535 | 0.061535 | 0.061535 | 0.061535 | 0.061535 | 0.061535 | 0.061535 | 0.061535 | 0.061535 | 0.061535 | 0.061535 | 0.061535 | 0.061535 | 0.061535 | 0.061535 | 0.061535 | 0.061535 | 0.061535
Cr (mol/L) | 15.5044 | 15.3528 | 15.3528 | 15.3528 | 15.3528 | 15.3528 | 15.3528 | 15.3528 | 15.3528 | 15.3528 | 15.3528 | 15.3528 | 15.3528 | 15.3528 | 15.3528 | 15.3528 | 15.3528 | 15.3528 | 15.3528 | 15.3528 | 15.3528 | 15.3528 | 15.3528 | 15.3528 | 15.3528 | 15.3528 | 15.3528 | 15.3528 | 15.3528 | 15.3528 | 15.3528 | 15.3528 | 15.3528 | 15.3528 | 15.3528 | 15.3528 | 15.3528 | 15.3528 | 15.3528 | 15.3528 | 15.3528 | 15.3528 | 15.3528 | 15.3528 | 15.3528 | 15.3528 | 15.3528 | 15.3528 | 15.3528 | 15.3528 | 15.3528
Jv Theoretical (m3m-2s) | 6.8055e-06 | 6.8101e-06 | 6.8094e-06 | 6.8094e-06 | 6.8094e-06 | 6.8094e-06 | 6.8094e-06 | 6.8094e-06 | 6.8094e-06 | 6.8094e-06 | 6.8094e-06 | 6.8094e-06 | 6.8094e-06 | 6.8094e-06 | 6.8094e-06 | 6.8094e-06 | 6.8094e-06 | 6.8094e-06 | 6.8094e-06 | 6.8094e-06 | 6.8094e-06 | 6.8094e-06 | 6.8094e-06 | 6.8094e-06 | 6.8094e-06 | 6.8094e-06 | 6.8094e-06 | 6.8094e-06 | 6.8094e-06 | 6.8094e-06 | 6.8094e-06 | 6.8094e-06 | 6.8094e-06 | 6.8094e-06 | 6.8094e-06 | 6.8094e-06 | 6.8094e-06 | 6.8094e-06 | 6.8094e-06 | 6.8094e-06 | 6.8094e-06 | 6.8094e-06 | 6.8094e-06 | 6.8094e-06 | 6.8094e-06 | 6.8094e-06 | 6.8094e-06 | 6.8094e-06 | 6.8094e-06 | 6.8094e-06 | 6.8094e-06
Exp (Jv/k) | 1.0022 | 1 | 1.002 | 1.002 | 1.002 | 1.002 | 1.002 | 1.002 | 1.002 | 1.002 | 1.002 | 1.002 | 1.002 | 1.002 | 1.002 | 1.002 | 1.002 | 1.002 | 1.002 | 1.002 | 1.002 | 1.002 | 1.002 | 1.002 | 1.002 | 1.002 | 1.002 | 1.002 | 1.002 | 1.002 | 1.002 | 1.002 | 1.002 | 1.002 | 1.002 | 1.002 | 1.002 | 1.002 | 1.002 | 1.002 | 1.002 | 1.002 | 1.002 | 1.002 | 1.002 | 1.002 | 1.002 | 1.002 | 1.002 | 1.002 | 1.002
A | The Desalting and Water Treatment membrane Manual: A Guide to Membranes for Municipal Water Treatment (2nd Edition), USBR, Water Treatment Technology Program, July 1998
B | based on paper on Michelle's desk
Note on B7: Saied Delagah: (manufacturer's given Pure water perm m3/d) converted to (m3/s) User selects the membrane type & manufacturer in RO&NF INPUT page.
Note on A1: Saied Delagah: converts permeate flow from (M3/d) to (m3/s). Permeate flow given by user
Note on A1: Saied Delagah: Feed Flow is Recovery (user input from RO&NF INPUT) mulitplied by pure water perm
Note on A1: Saied Delagah: Feed Flow is Recovery (user input RO&NF INPUT) mulitplied by pure water perm
Note on A1: Saied Delagah: Mftr's Osmotic pressure in (Pa) (from "RO&NF Input")
Note on C19: Saied Delagah: page 9.7 of report 29 - The sentence below eqn 9.13 describes this relationship; Jv = Vp / A water flux per unit area of membrane
Note on B19: Saied Delagah: page 9.7 of report 29 - The sentence below eqn 9.13 describes this relationship; Jv = Vp / A water flux per unit area of membrane
Note on B22: Saied Delagah: Report 29 - pp. 9.8, Eqn 9.18
Note on C22: Saied Delagah: Report 29 - pp. 9.8, Eqn 9.18
Note on B23: Saied Delagah: Report 29 - pp. 9.8, Eqn 9.17
Note on C23: Saied Delagah: Report 29 - pp. 9.8, Eqn 9.17
Note on A19: Saied Delagah: Page 9.3 the sentence before eqn 9.1 describes Jv as Permeation of water through the membrane. Jv is describes as the overall volumetric flux through the membrane (page 9.7 of report 29 - The sentence below eqn 9.13 describes Jv).
Note on C9: Saied Delagah: Operating pressure calculated in RO&NF INPUT in (Pa) (NDP + osmotic pressure)
Note on B10: Saied Delagah: Memb mftr membrane surface area from RO&NF INPUT
Note on C10: Saied Delagah: Area of memb required based on permeate flow rate (Pure water permeability)
Note on B12: Saied Delagah: Conc. of salt in feed water - Membrane Manufacturer Specifications (from "RO & NF Input") (Calculation based on two inputs)
Note on C12: Saied Delagah: Conc. of salt in feed water from the User's raw water data
Note on B20: Saied Delagah: p 9.3 eqn 9.1 Coeff. of water transport
Note on C20: Saied Delagah: p 9.3 eqn 9.1 Coeff. of water transport
Note on B21: Saied Delagah: pp 9.12 - item number 6, following down to eqn 9.33 Average cross flow velocity
Note on C21: Saied Delagah: pp 9.12 - item number 6, following down to eqn 9.33 Average cross flow velocity
Note on B32: Saied Delagah: Pure water perm. / Feed Flow
Note on B33: Saied Delagah: Calculated in RO&NF INPUT
Note on B34: Saied Delagah: Calculated in RO&NF INPUT
Note on C27: Saied Delagah: Boundary Layer Mass Transfer Coefficient, obtained from: Supplied by membrane manufacturer Estimatied from literature and the assumed conditions in the module
Note on B27: Saied Delagah: Boundary Layer Mass Transfer Coefficient, obtained from: Supplied by membrane manufacturer Estimatied from literature and the assumed conditions in the module
Note on A35: Saied Delagah: Boundary layer salt concentration (wall concentration) at the membrane interface caused by concentration polarization, assuming no el formation occurs Ref A page 9.10
Note on A36: Saied Delagah: concentration of salt in permeate Ref A page 9.10
Note on A37: Saied Delagah: concentration of salt in reject Ref A page 9.10
Note on A38: Saied Delagah: Estimated flux using appropriate flux model, i.e., for RO Ref A page 9.10

## {cc}ConcOutfall
Project Name | Date | Stage
Model Development | 2004-06-07 | A1
This sheet originally from Ellen
Velocity | 2.3 | m/sec
Outfall Length (enter "m" or "ft.") | 100 | m
Concentrate Flow | 0.69989 | m3/sec
Pipe Diameter | 0.62261 | m
dP | 0.37014 | m
| 99.9371 | kPa
Schedule 80 Pipe Cost | 900.2471 | $/m
| Total Pipe Cost | 90024.7072
Use this one.
Velocity | Length | Flow m3/s | Diameter (m) | dP1 kPa | dP2 kPa
2.3 | 100 | 0.001 | 0.023534 | 22.9473 | 4.4956
|  | 0.01 | 0.074422 | 5.3794 | 1.4216
|  | 0.02 | 0.10525 | 3.476 | 1.0052
|  | 0.03 | 0.1289 | 2.6924 | 0.82077
|  | 0.04 | 0.14884 | 2.2461 | 0.71081
|  | 0.05 | 0.16641 | 1.9516 | 0.63577
|  | 0.06 | 0.1823 | 1.7398 | 0.58038
|  | 0.07 | 0.1969 | 1.5788 | 0.53732
|  | 0.08 | 0.2105 | 1.4514 | 0.50262
|  | 0.09 | 0.22327 | 1.3476 | 0.47387
|  | 0.1 | 0.23534 | 1.261 | 0.44956
|  | 0.11 | 0.24683 | 1.1876 | 0.42864
|  | 0.12 | 0.25781 | 1.1242 | 0.41039
|  | 0.13 | 0.26833 | 1.0689 | 0.39429
|  | 0.14 | 0.27846 | 1.0202 | 0.37994
|  | 0.15 | 0.28824 | 0.97677 | 0.36706
|  | 0.16 | 0.29769 | 0.93786 | 0.35541
|  | 0.17 | 0.30685 | 0.90271 | 0.34479
|  | 0.18 | 0.31575 | 0.87078 | 0.33508
|  | 0.19 | 0.3244 | 0.84162 | 0.32614
|  | 0.2 | 0.33283 | 0.81486 | 0.31788
|  | 0.3 | 0.40763 | 0.63117 | 0.25955
|  | 0.4 | 0.47069 | 0.52654 | 0.22478
|  | 0.5 | 0.52624 | 0.45749 | 0.20105
|  | 0.6 | 0.57647 | 0.40785 | 0.18353
|  | 0.7 | 0.62266 | 0.3701 | 0.16992
|  | 0.8 | 0.66565 | 0.34024 | 0.15894
|  | 0.9 | 0.70603 | 0.31591 | 0.14985
|  | 1 | 0.74422 | 0.29562 | 0.14216
|  | 1.1 | 0.78054 | 0.27839 | 0.13555
|  | 1.2 | 0.81525 | 0.26354 | 0.12978
|  | 1.3 | 0.84854 | 0.25058 | 0.12468
|  | 1.4 | 0.88057 | 0.23915 | 0.12015
|  | 1.5 | 0.91148 | 0.22898 | 0.11608
|  | 1.6 | 0.94137 | 0.21985 | 0.11239
|  | 1.7 | 0.97034 | 0.21162 | 0.10903
|  | 1.8 | 0.99848 | 0.20413 | 0.10596
|  | 1.9 | 1.0258 | 0.1973 | 0.10314
|  | 2 | 1.0525 | 0.19102 | 0.10052
Note on B12: 270 is a max pressure drop factor for the pipe diameter to convert diam to pressure drop
Note on F6: Saied Delagah: Where do these equations come from?? What is source
Note on B11: Saied Delagah: Hazen William to calculate head loss
Note on B13: Saied Delagah: Cost for pipe, Must ask Michelle about source
Note on B10: Saied Delagah: V= Q/A D = SQRT(Q/.785V)
Note on E19: Saied Delagah: Hazen William, the preferred eqn for head loss calculation, as compared to dP2
Note on F19: Saied Delagah: Darcy-Wisebeck head loss calc
What is purpose of graph? Show dp or diameter as a function of the other Used for predicting optimum pipe diameter. Two equations, one simpler (Darcy-Wisebeck) given to calculate dP, depending on pipe diameter size. The other eqn which is used to calculate dP is Hazen Williams with HDPE pipe, Cf = 145

## {dd}IonicsED
Project Name | Date | Stage
Model Development | 2004-06-07 | A1
Ionics Formulas for USBR Pricing of an EDR System
Last Revision Date | 2000-07-06
TDS | 1000 | mg/l | 500
Production Flow | 105.2518 | mgd
Capital Cost | 35326384.3218
Total Power | 22.7704 | kWh/Kgal
Membrane Replacement | 5049026.3929
WATER RECOVERY | 75%
Staff days/day | 3
All cost numbers are only within +,- 15%
Estimate O&M Costs
Electricity | 58171969.4
Labor | 31809.75
Membrane Replacement | 5049026.3929
Cleaning Chemicals | 105251.7568
Cartridge Filters | 2024874.2561
Repairs and Replacement | 176631.9216
Insurance | 70652.7686
Lab fees | 1010416.8651
Total O & M Cost | 66640633.1111
Total Costs | 35326384.3218
Capital Recovery | 2566423.3679
Annual cost | 69207056.4789
$/m3 Product | 0.501
$/1000 gal Product | 1.8963
$/acre foot Product | 617.9871
Ms. Antonia von Gottberg
avongottberg@ionics.com, personal communication.

## {ee}ED2
Project Name | Date | Stage
Model Development | 2004-06-07 | A1
Electrodialysis Cost Estimation
First Stage
Input from Interface | Value: | Units | Sample Values: | Membrane Replacement |  | Suggested Values
Production Flow to be treated | 4380.787 | L/sec. |  | Membrane Cost/m2: | 25 | 100
Flow Rate | 15770.8333 | m3/Hr. |  | Membrane Life Expectancy (yrs): | 15 | 15
Feed TDS | 500 | mg/L
Product TDS | 500 | mg/L |  | Construction Cost Items
Average Equivalent Weight: | 35.554 |  |  | Construction Cost Factor (%): | 1.65 | 1.65
Percent Recovery: | 0.5 |  |  | Electricity Cost $/kWh: | 0.07 | 0.08
Production Data |  |  |  | Labor and Overhead
Delta N eq/m3: | 0 |  |  | Labor cost, Lh ($/h) | 29.05 | 15
Desal Ratio: | 1 |  |  | Shifts per day, S (number/day) | 0.2 | 0.2
|  |  |  | Workers per shift, Ws (number/shift) | 1 | 1
Membrane Characteristics
Transport efficiencies Sum<=1.00 |  |  |  | Capital Recovery
Insert rows after Na+ or Cl- |  |  |  | System lifetime, r (yr) | 30 | 15
to add more ion efficiencies. |  |  |  | Downtime, Dt (%) | 0.05 | 15
Na+: | 0.47 |  | 0.4 | Annual interest rate, i (%) | 6 | 10
Sum cations efficiencies: | 0.47 |  |  | First Stage Capital Costs
|  |  |  | Based on Membrane Cost @ $25/m2 | 0
Cl-: | 0.47 |  | 0.4
First Stage O&M Costs/ year
Sum anions efficiencies: | 0.47 |  |  | Chemicals | 1248.8059
|  |  |  | Maintenance | 0
Transport effieciency: | 0.94 |  |  | Membrane Replacement: | 0
Sum of Anion & Cation Efficiency. |  |  |  | Labor Cost: | 16965.2
Area/membrane pair Asahi is 0.85 m^2 | 0.85 | m2 |  | ED Electicity Cost/year @ $0.07/kWhr: | 82200.7375
Dilute side resistance "Rd" | 0 | (ohms/cm)/cm2 |  | Capital Recovery | 0
Concentrate side resistance "Rc" | 0 | (ohms/cm)/cm2 |  | November, 2006 O&M $: | 100414.7434
Membrane resistance "Rm" | 0.07 | (ohms/cm)/cm2:
Total resistance Rt = (Rd+Rc+Rm): | 0.07 |  | 0.86
Current density | 30 | amps/m2 | 30 - 300
Current Efficiency: | 0.86
Membrane Voltage Potential "Vm" |  | volts/pair
Voltage per cell Vc = Rt*CD+Vm: | 0.021 |  | 1
Energy Requirements
Power requirements | 0 | kWhr/m3:
Pumping energy requirements | 0.17 | kWhr/m3 | 0.17
Total | 64345 | kWh/day
Membrane Requirements
Total Membrane Area | 0 | m2
Number of cell pairs: | 0
Second Stage
Input from Interface | Value: |  | Sample Values: | Membrane Replacement |  | Suggested Values
Flow Rate | 2576.9336 | L/sec |  | Membrane Cost/m2: | 100 | 100
Flow Rate | 9276.9608 | m3/hr. |  | Membrane Life Expectancy (yrs): | 15 | 15
Feed TDS | 500 | mg/L
Product TDS | 500 | mg/L |  | Construction Cost Items
Ave Equivalent Weight: | 35.554 |  |  | Construction Cost Factor (%): | 1.65 | 1.65
Percent Recovery: | 0.5 |  |  | Electricity Cost $/kWh: | 0.07 | 0.08
Production Data |  |  |  | Labor and Overhead
Delta N | 0 | equiv/m3 |  | Labor cost, Lh ($/h) | 29.05 | 15
Desal Ratio: | 1 |  |  | Shifts per day, S (number/day) | 0.2 | 0.2
|  |  |  | Workers per shift, Ws (number/shift) | 1 | 1
Membrane Characteristics
Transport efficiencies Sum<=1.00 |  |  |  | Capital Recovery
Insert rows after Na+ or Cl- |  |  |  | System lifetime, r (yr) | 30 | 15
to add more ion efficiencies. |  |  |  | Downtime, Dt (%) | 0.05 | 15
Na+: | 0.47 |  | 0.4 | Annual interest rate, i (%) | 6 | 10
Sum cations efficiencies: | 0.47
Second Stage Capital Costs
Cl-: | 0.47 |  | 0.4 | Based on Membrane Cost @ $100/m2 | 0
Sum anions efficiencies: | 0.47 |  |  | Second Stage O&M Costs/ year
|  |  |  | Chemicals | 1248.8059
Transport effieciency: | 0.94 |  |  | Maintenance | 0
Sum of Anion & Cation Efficiency. |  |  |  | Membrane Replacement: | 0
Area/membrane pair Asahi is 0.85 m^2 | 0.85 | m2 |  | Labor Cost: | 848.26
Dilute side resistance "Rd" | 0 | (ohms/cm)/cm2 |  | ED Electicity Cost/year @ $0.07/kWhr: | 48353.375
Concentrate side resistance "Rc" | 0 | (ohms/cm)/cm2 |  | Capital Recovery | 0
Membrane resistance "Rm" | 0.07 | (ohms/cm)/cm2 |  | November, 2006 O&M $: | 50450.4409
Total resistance Rt = (Rd+Rc+Rm): | 0.07 |  | 0.86
Current density | 30 | amps/m2 | 30 - 300
Current Efficiency: | 0.86
Membrane Voltage Potential "Vm" | 0.65 | volts/pair
Voltage per cell Vc = Rt*CD+Vm: | 0.671 |  | 1
Energy Requirements
Power requirements | 0 | kWhr/m3
Pumping energy requirements | 0.17 | kWhr/m3 | 0.17
Total | 37850 | kWh/day
Membrane Requirements
Total Membrane Area | 0 | m2
Number of cell pairs: | 0
Total
Total capital cost (1st and 2nd stage) | 0
Total O&M cost (1st and 2nd stage) | 150865.1844

## {ff}Pumps
Project Name | Date | Stage
Model Development | 2004-06-07 | A1
Pumps
|  | Units | Alternative Units |  |  | Required Information
Number of pumps: | 1 | pump |  |  |  | Plant life expectancy, n | 30
Height differential: | 100 | m | 328.084 | ft |  | Annual Interest Rate, i | 6%
Discharge pressure: | 1750 | kPa | 253.9913 | psi |  | Annual fixed-charge rate, AFC | 10
Full flow rate: | 5.1539 | m3/s | 81699.3464 | gal/min |  | Present-worth factor, PWF | 13.7648
Basis flow rate | 5.1539 | m3/s | 81699.3464 | gal/min |  | Captial-recovery factor, CRF | 0.072649
Pump Efficiency: | 75 | % |  |  |  | Operating factor, OF | 0.95
Velocity (m/s) | 2.4384 | m/s | 8 | ft/sec |  | Annual levelized cost, ALC | 0
Motor Efficiency: | 87 | %
HP | 24251.021 |  |  |  | hp calc may change if hp calc changes for RO sheet
Power consumption: | 20794.5536 | kW
|  | PD | VST | Cent
Direct Costs (material and labor) |  | 3 - 300 HP | 3 - 500 HP | 3 - 1200 HP
Pump, drive, Piping and driver |  | 7275306.2926 | 3016431.3336 | 233.8597
Piping |  | 1727930.5241 | 1727930.5241 | 1727930.5241
Controls |  |  | 4000
Installed Capital Cost |  | 9003236.8167 | 4748361.8577 | 1728164.3838
Operating Costs
Power Cost $/year |  | 12113659.2646
Lubrication ($/L oil) | 0.7 | 59482.9042
Cooling water ($/m3 water) | 0.075 | 9559752.4685
Maintenance (hr/Hp) | 1.5 | 1056738.239
22789632.8763
Source: "Pump Handbook" Karassik, Krutzsch, Fraser and Messina pg (9-66)
[6 empty] | 6.3083e-05 | 1 | 235.9613
[6 empty] | 0.00063083 | 10 | 235.613
[6 empty] | 0.0031542 | 50 | 234.065
[6 empty] | 0.0063083 | 100 | 232.13
[6 empty] | 0.063083 | 1000 | 197.3
[6 empty] | 0.12617 | 2000 | 158.6
[6 empty] | 0.31542 | 5000 | 42.5

## {hh}S&DSI
Project Name | Date | Stage
Model Development | 2004-06-07 | A1
Stiff and Davis Saturation Index
For water with TDS > 15000 mg/L
Ca+2 mg/L as CaCO3 | 5.2395
Alkf mg/L as CaCO3 | 147.541
CO2 mg/L as CO2 | 7.9079 | Calculated from alkalinity & pH
H+ | 2.884e-08
Major Ions mg/L | 500
TDS Concentrate | 3316.6667
Cac= | 34.7817
Alkc= | 979.4262
Ionic Strengthf = | 0.0072774
Ionic Strengthc = | 0.048659
pCa | 4.2807
pAlk | 2.5527
pHs = | 9.2122 | 2.3789 | K from 'Stiff&Davis'
S&DSIf | -1.6722
pCac | 3.4586
pAlkc | 1.7009
pHsc = | 7.6638 | 2.5043 | for concentrate Ionic Strength and Temperature
Alkc/CO2 | 123.8538
pHc = | 8.3407
S&DSIc | 0.67689
For the Concentrate Stream with Acid
Guess mg H2SO4 | 7 | Guess mg HCl | 73.4035
Alk C acid | 972.2862 |  | 878.8635
CO2 acid | 14.2079 |  | 96.7261
Alk c acid/CO2 acid | 68.4327 |  | 9.0861
pHc acid | 8.0897 |  | 7.2357
pAlk | 1.7042 |  | 1.7496
pHs = | 7.6671 |  | 7.7125
pHc = | 8.0897 |  | 7.2357
S&DSI (c adjusted) | 0.42265 |  | -0.47689

## {ii}LSI
Project Name | Date | Stage
Model Development | 2004-06-07 | A1
Use pCa and pAlk and pH vs MO Alk/CO2 from 'Stiff&Davis' sheet | [7 empty] | "C" Values dependent on Temperature and TDS in mg/L from figure 2 in ASTM D 3739
Temperature °C
From Water Analysis | [7 empty] | TDS (mg/L) | 5 | 10 | 15 | 20 | 25 | 30 | 35 | 40 | 45
Caf in mg/L CaCO3 | 5.2 | [6 empty] | 10 | 2.51 | 2.39 | 2.28 | 2.17 | 2.07 | 1.97 | 1.86 | 1.77 | 1.68
Alkf in mg/L CaCO3 | 147.5 | [6 empty] | 20 | 2.53 | 2.41 | 2.29 | 2.18 | 2.08 | 1.98 | 1.87 | 1.78 | 1.69
TDSf | 500 | [6 empty] | 30 | 2.54 | 2.42 | 2.3 | 2.19 | 2.09 | 1.99 | 1.88 | 1.79 | 1.71
pHf | 7.54 | [6 empty] | 50 | 2.55 | 2.43 | 2.31 | 2.2 | 2.1 | 2 | 1.9 | 1.8 | 1.72
Temperature | 11.75 | [6 empty] | 100 | 2.58 | 2.45 | 2.34 | 2.22 | 2.12 | 2.02 | 1.93 | 1.83 | 1.74
pHf | 7.54 | [6 empty] | 200 | 2.6 | 2.48 | 2.37 | 2.26 | 2.15 | 2.05 | 1.96 | 1.86 | 1.77
CO2f | 7.91 | [6 empty] | 300 | 2.62 | 2.5 | 2.38 | 2.27 | 2.17 | 2.07 | 1.98 | 1.88 | 1.79
pCaf | 4.28 | [6 empty] | 500 | 2.65 | 2.52 | 2.41 | 2.3 | 2.2 | 2.1 | 2 | 1.9 | 1.81
pAlkf | 2.55 | [6 empty] | 1000 | 2.68 | 2.56 | 2.44 | 2.33 | 2.23 | 2.13 | 2.03 | 1.93 | 1.85
"C" | 2.48 | [6 empty] | 2000 | 2.71 | 2.58 | 2.47 | 2.36 | 2.26 | 2.16 | 2.05 | 1.96 | 1.87
pHs | 9.31 | [6 empty] | 5000 | 2.73 | 2.6 | 2.49 | 2.38 | 2.28 | 2.18 | 2.08 | 1.98 | 1.89
LSIf | -1.77 | [7 empty] | Temperature °C 5: Calculated Values
[8 empty] | 10 | 2.4807 | 2.3762 | 2.2717 | 2.1672 | 2.0627 | 1.9582 | 1.8537 | 1.7492 | 1.6447
[8 empty] | 20 | 2.5066 | 2.4021 | 2.2976 | 2.1931 | 2.0886 | 1.9841 | 1.8796 | 1.7751 | 1.6706
[8 empty] | 30 | 2.5218 | 2.4173 | 2.3128 | 2.2083 | 2.1038 | 1.9993 | 1.8948 | 1.7903 | 1.6858
From Report or RO&NF | [7 empty] | 50 | 2.5409 | 2.4364 | 2.3319 | 2.2274 | 2.1229 | 2.0184 | 1.9139 | 1.8094 | 1.7049
Recovery | 0.85 | [6 empty] | 100 | 2.5668 | 2.4623 | 2.3578 | 2.2533 | 2.1488 | 2.0443 | 1.9398 | 1.8353 | 1.7308
Rejection | 0.995 | [6 empty] | 200 | 2.5928 | 2.4883 | 2.3838 | 2.2793 | 2.1748 | 2.0703 | 1.9658 | 1.8613 | 1.7568
[8 empty] | 300 | 2.6079 | 2.5034 | 2.3989 | 2.2944 | 2.1899 | 2.0854 | 1.9809 | 1.8764 | 1.7719
[8 empty] | 500 | 2.6271 | 2.5226 | 2.4181 | 2.3136 | 2.2091 | 2.1046 | 2.0001 | 1.8956 | 1.7911
Concentrate Values |  |  | Product Values |  |  |  |  | 1000 | 2.653 | 2.5485 | 2.444 | 2.3395 | 2.235 | 2.1305 | 2.026 | 1.9215 | 1.817
Cac | 34.5193 |  | Cap | 0.030588 |  |  |  | 2000 | 2.6789 | 2.5744 | 2.4699 | 2.3654 | 2.2609 | 2.1564 | 2.0519 | 1.9474 | 1.8429
Alkc | 979.1542 |  | Alkp | 0.86765 |  |  |  | 5000 | 2.7132 | 2.6087 | 2.5042 | 2.3997 | 2.2952 | 2.1907 | 2.0862 | 1.9817 | 1.8772
TDSc | 3319.1667 |  | TDSp | 2.9412
CO2c | 7.91 |  | CO2p | 7.91 |  |  |  |  | Temperature °C 5: x = TDS in mg/L
pHc | 8.3405 |  | pHf | 5.3673 |  |  |  |  | Temperature °C 5: C (45) = 0.0368Ln(x) + 1.5825; Temperature °C 20: R2 = 0.9871
pCac | 3.46 |  | pCap | 6.51 |  |  |  |  | Temperature °C 5: C (40) = 0.0371Ln(x) + 1.6678; Temperature °C 20: R2 = 0.987
pAlkc | 1.7 |  | pAlkp | 4.86 |  |  |  |  | Temperature °C 5: C (35) = 0.0383Ln(x) + 1.7581; Temperature °C 20: R2 = 0.9923
"C" | 2.56 |  | "C" | 2.29 |  |  |  |  | Temperature °C 5: C (30) = 0.0372Ln(x) + 1.865; Temperature °C 20: R2 = 0.9785
pHs | 7.72 |  | pHs | 13.66 |  |  |  |  | Temperature °C 5: C (25)= 0.0372Ln(x) + 1.965; Temperature °C 20: R2 = 0.9785
LSIc | 0.62045 |  | LSIp | -8.2927 |  |  |  |  | Temperature °C 5: C (20) = 0.0372Ln(x) + 2.0658; Temperature °C 20: R2 = 0.9811
[9 empty] | C (15) = 0.037Ln(x) + 2.1775 |  |  | R2 = 0.9854
[9 empty] | C (10) = 0.0362Ln(x) + 2.2963 |  |  | R2 = 0.9862
[9 empty] | C (5) = 0.0377Ln(x) + 2.412 |  |  | R2 = 0.9882
Acidification | H2SO4 | HCl | [6 empty] | Temperature °C 5: Temp; Temperature °C 10: A; Temperature °C 15: B; Temperature °C 20: C (x) = A Ln (x) +B
Guess mg/L Acid | 7 | 73.4035 | Could change this to a goal seek equation | [5 empty] | Temperature °C 5: 45; Temperature °C 10: 0.0368; Temperature °C 15: 1.5825
Alk acid | 140.388 | 46.9372 | [6 empty] | Temperature °C 5: 40; Temperature °C 10: 0.0371; Temperature °C 15: 1.6678
CO2 acid | 14.21 | 96.7282 | [6 empty] | Temperature °C 5: 35; Temperature °C 10: 0.0383; Temperature °C 15: 1.7581
Alkf/CO2 | 9.8795 | 0.48525 | [6 empty] | Temperature °C 5: 30; Temperature °C 10: 0.0372; Temperature °C 15: 1.865
pHf acid | 7.2711 | 5.9963 | [6 empty] | Temperature °C 5: 25; Temperature °C 10: 0.0372; Temperature °C 15: 1.965
pAlk | 2.575 | 2.2162 | [6 empty] | Temperature °C 5: 20; Temperature °C 10: 0.0372; Temperature °C 15: 2.0358
pCa | 4.28 | 3.46 | [6 empty] | Temperature °C 5: 15; Temperature °C 10: 0.037; Temperature °C 15: 2.1775
"C"acid | 2.4846 | 2.555 | [6 empty] | Temperature °C 5: 10; Temperature °C 10: 0.0362; Temperature °C 15: 2.2963
pHs = | 9.3396 | 8.2313 | [6 empty] | Temperature °C 5: 5; Temperature °C 10: 0.0377; Temperature °C 15: 2.412
LSIf | -2.0686 | -3.3137 | [6 empty] | Temperature °C 5: A =; Temperature °C 10: 0.037189
Alkc acid | 931.9423 | 311.585 | [6 empty] | Temperature °C 5: B =- 0.0207*Temp + 2.491; Temperature °C 20: R2 = 0.9983
Alkc/CO2 | 65.5836 | 3.2212
pHc = | 8.057 | 6.797
pAlkc | 1.7232 | 2.2162 | [6 empty] | Temperature °C 30: C (x,T)= 0.0372*Ln(x)-0.0209*T+2.499
"C"c | 2.555 | 2.555
pHs | 7.7383 | 4.7713
LSIc | 0.31875 | -1.4343
Incomplete
| Caustic Soda | Soda Ash | Lime | Calcium | Hydraded Lime | Gas | Lime & Soda ash
Product Stabilization | 98% NaOH | 99.16% NaHCO3 | 90% CaO | Hypochlorite | 93% Ca(OH)2 | CO2(g) |  |  | Temperature °C 10: TDS Factor
Guess mg/L | 2.1 | 100 | 0.015105 | 0.0666 | 0 | 1 |  | Could change this to a goal seek equation
Alkstab | 3.4506 | 94.8676 | 0.89197 | 0.88763 | 0.86765 | 1.7476 | 94.8676 |  | Temperature °C 10: 1.22
Ca stab | 0.030588 | 0.030588 | 0.11485 | 0.090528 | 0.030588 | 0.030588 | 0.030588 |  | Temperature °C 10: 0.8
CO2 stab | 5.642 | -33.09 | 7.8887 | 7.8887 | 7.91 | 8.91 | -33.09
Alkstab/CO2stab | 0.6116 | -2.867 | 0.11307 | 0.11252 | 0.10969 | 0.19614 | -2.867
pHp stab (actual pH after chem. addition) | 6.0942 | #NUM! | 5.3802 | 5.3781 | 5.3673 | 5.6132 | #NUM!
pAlk | 4.2426 | 2.7514 | 4.8514 | 4.8536 | 4.8639 | 4.5488 | 2.7514
pCa | 6.5145 | 6.5145 | 5.9399 | 6.0432 | 6.5145 | 6.5145 | 6.5145
TDS stab | 7.2999 | 145.0021 | 2.9816 | 3.0131 | 2.9412 | 4.5898 | 117.6212
"C"stab | 2.3278 | 2.4397 | 2.2943 | 2.2947 | 2.2938 | 2.3104 | 2.4318
pHs (theoretical pH of stabilized water) | 13.0849 | 11.7055 | 13.0856 | 13.1916 | 13.6721 | 13.3737 | 11.6977
LSIstab | -6.9907 | #NUM! | -7.7055 | -7.8135 | -8.3048 | -7.7605 | #NUM!
Note on B75: SDUNDORF: Want this to be as close to zero as possible which will be slightly negative (~-1 to -2)
Note on B64: SDUNDORF: Change to optimize LSI

## {jj}Stiff&Davis
Project Name | Date | Stage
Model Development | 2004-06-07 | A1
Temp | 50 | 40 | 30 | 25 | 20 | 10 | 0 |  |  |  | pH vs Alk/CO2
Ionic Strength | K | [6 empty] | pCa | pAlk |  | Fig 3 D 4582 1998 Annual Book of ASTM Standards Volume 11.02 Water (II)
0 | 1.5 | 1.7 | 1.85 | 1.97 | 2.12 | 2.3 | 2.52 | 5 | 4.75 | 1
0.2 | 2.27 | 2.45 | 2.65 | 2.75 | 2.9 | 3.05 | 3.25 | 4 | 3.7 | 10 | pH of Water | MO Alk/CO2 | Expressed as mg/L CaCO3/mg/L CO2
0.4 | 2.57 | 2.77 | 2.95 | 3.07 | 3.18 | 3.35 | 3.5 | 3 | 2.7 | 100 | 5.3 | 0.098
0.6 | 2.7 | 2.92 | 3.14 | 3.25 | 3.35 | 3.5 | 3.63 | 2 | 1.7 | 1000 | 5.4 | 0.12
0.8 | 2.8 | 3.04 | 3.25 | 3.36 | 3.47 | 3.6 | 3.7 | 1 | 0.7 | 10000 | 5.6 | 0.19
1 | 2.82 | 3.1 | 3.32 | 3.42 | 3.5 | 3.65 | 3.75 |  |  |  | 5.8 | 0.305
1.2 | 2.85 | 3.1 | 3.33 | 3.44 | 3.55 | 3.68 | 3.78 |  |  |  | 6 | 0.5
1.4 | 2.85 | 3.09 | 3.32 | 3.42 | 3.54 | 3.68 | 3.78 |  |  |  | 6.2 | 0.775
1.6 | 2.82 | 3.09 | 3.3 | 3.4 | 3.52 | 3.65 | 3.75 |  |  |  | 6.4 | 1.25
1.8 | 2.81 | 3.08 | 3.28 | 3.38 | 3.49 | 3.62 | 3.72 |  |  |  | 6.6 | 2
2 | 2.8 | 3.05 | 3.24 | 3.35 | 3.45 | 3.6 | 3.7 |  |  |  | 6.8 | 3.2
[11 empty] | 7 | 5
[11 empty] | 7.2 | 8
[11 empty] | 7.4 | 13
[11 empty] | 7.5 | 17
[11 empty] | 7.6 | 21.5
[11 empty] | 7.8 | 34
[11 empty] | 8 | 54
[11 empty] | 8.2 | 100
[11 empty] | 8.3 | 1000 |  | pH=0.423 Ln(Alk/CO2) + 6.3022
Curve Fits: x = ionic strength
Temp | x3 | x2 | x | a | r2
50 | 0.634 | -2.5651 | 3.2205 | 1.5931 | 0.9738
40 | 0.6053 | -2.508 | 3.2522 | 1.7809 | 0.9821
30 | 0.6061 | -2.5612 | 3.3709 | 1.9387 | 0.9813
25 | 0.615 | -2.5826 | 3.3744 | 2.0527 | 0.9832
20 | 0.5679 | -2.4127 | 3.1941 | 2.2134 | 0.9771
10 | 0.576 | -2.4149 | 3.1519 | 2.3873 | 0.9784
0 | 0.5466 | -2.2635 | 2.9032 | 2.616 | 0.9681
From Feed Water Analysis
T | 11.75
I | 0.0072774 |  | Curve fit: T = Temperature, I = Ionic Strength
K = | (.0016*T+.5528)I3+(.0002T^2-.0142T-2.2695)*I2+(-.0004T^2+.0266T+2.9072)I+(-.0206T+2.598)
K = | 2.3789
From Concentrate Analysis
T | 11.75
I | 0.048659
K = | (.0016*T+.5528)I3+(.0002T^2-.0142T-2.2695)*I2+(-.0004T^2+.0266T+2.9072)I+(-.0206T+2.598)
K = | 2.5043
Source: ASTM Method for S&DSI

## {kk} UV
Project Name | Date | Stage
Model Development | 2004-06-07 | A1
UV
|  | Units | Alternative Units
Volume treated: | 69436.9229 | gal/min | 99989168.9407 | gal/day
Power consumption per lamp: | 0.05 | kW
Alternative power consumption per lamp: | 0 | kW
Lamp replacement time: | 1 | year | 12 | months
Alternative lamp replacement time: | 0 | year | 0 | months
Required UV lamps: | 4907 | lamps
Lamp replacement cost: | 48 | per lamp
Annual lamp replacements: | 4907 | lamps
Annual power consumption: | 2149266 | kWh
Required annual labor hours: | 833.699 | hours
|  | Units | Alternative Units
Capital cost: | 2009030.9773
Annual lamp replacement cost: | 235536
Annual power cost: | 150448.62
Annual labor cost | 24218.9563
Total annual operating cost: | 410203.5763
data from Irvine Moch, 5/2/2000

## {ll} Tanks
Project Name | Date | Stage
Model Development | 2004-06-07 | A1
Double Wall Fiberglass Tanks
|  | Units | Alternative Units
Required Tank Capacity | 500000 | gallons | 1892700 | liters
Nov 2000 Construction Cost | % | 546042.7
Material | 0.901 | 603205.8997
Labor | 0.089 | 62239.1034
Equipment | 0.01 | 6881.2483
November, 2006 Capital Cost $: |  | 672326.2515
Construction Cost Equations (From http://www.get-a-quote.net)
$ = a+b*x | a | b
| 2842.7 | 1.0864

## {mm} MF-UF
Project Name | Date | Stage
Model Development | 2004-06-07 | A1
Microfiltration / Ultrafiltration
|  | Units | Alternative Units
Production Flow to be treated | 99.9892 | mgd | 69436.9229 | gpm
2001 Construction Cost | % | 50374731.7951
Manufactured & Electrical Equipment | 1 | 62915208.7199
Housing | 0 | 0
Excavation, Site Work & Labor | 0 | 0
Piping and Valves | 0 | 0
November, 2006 Capital Cost $: |  | 62915208.7199
2001 O&M Cost: | %1 | 3083396.4275
Materials | 0.13 | 514167.0022
Energy | 0.12 | 359729.5832
Labor | 0.75 | 2839634.297
November, 2006 Operation & Maintenance $: |  | 3713530.8824
Construction Cost2
$ = a*x^b |  | a | b
|  | 2.4914 | -0.3471
O&M Cost2
$ = a*x^b |  | a | b
|  | 1.0451 | -0.5462
1 from Oneby, Nordgren, and Ericson, Membrane Microfiltration As A Cost Effective Solution For A Small Utility,
AWWA Membrane Conference Proceedings, 2001
2 from Elarde & Bergman, The Cost of Membrane Filtration for Municipal Water Supplies,
AWWA Membrane Conference Proceedings, 2001

## {gg}StdAnalyses
Project Name | Date | Stage
Model Development | 2004-06-07 | A1
| Brackish 1 | Brackish 2 | Brackish 3 | Hi Brackish | Seawater | Municipal | Secondary Eff | 2nd Eff RO Perm | 2nd Eff RO Conc | 2nd Eff NF Perm | 2nd Eff NF Conc
Aluminum |  | 0.35 |  |  | 0.01
Antimony |  |  |  |  | 0.00033
Arsenic | [6 empty] | 0.0029 | 0.0025 | 0.003
Barium | 0.05 | 0.0983 |  |  | 0.03 | 0.11
Beryllium |  |  |  |  | 6e-07 | 0.0005
Boron | [6 empty] | 0.223 | 0.13 | 0.603 | 0.28 | 0.1375
Cadmium | 0.001 |  |  |  | 0.00011
Calcium | 100 | 182 | 110 | 637 | 406 | 22.2 | 64 | 1.1 | 238 | 47 | 69.5
Chromium | 0.01 | 0.023 |  |  | 5e-05
Copper | 0.05 | 0.09 |  |  | 0.003
Iron | 0.05 | 0.019 |  |  | 0.01
Lead | 0.005 | 0.006 |  |  | 3e-05
Magnesium | 35 | 85 | 80 | 283 | 1290 | 7.3 | 24 |  | 87 | 11 | 41
Manganese | 0.55 | 0.0811 |  |  | 0.002 | 0.03 | 0.0285 |  | 0.06
Mercury |  |  |  |  | 3e-05
Nickel |  |  |  |  | 0.0054 | 0.004
Potassium | 1.8 | 4.78 | 10 | 131 | 385 | 2 | 14.3 | 1.3 | 49.3 | 12 | 9.5
Selenium | 0.005 |  |  |  | 9e-05 | 0.005
Silver | 0.005 |  |  |  | 0.0003
Sodium | 110.9 | 175.8 | 815 | 3284 | 10741 | 25 | 62.5 | 3.15 | 200 | 59 | 74
Strontium | 1.3 | 2.71 | 5 | 15 | 14 | 0.61 | 0.26 |  | 0.825
Zinc | 0.05 |  |  |  | 0.01 | 0.02 | 0.0593 |  | 0.151
Alkalinity-Bicarbonate | 232 | 189 | 125 | 163 | 144 | 25 | 345 | 11.6 | 945 | 180 | 530
Alkalinity-Carbonate | 0 |  |  |  | 0.5 |  |  | 16.6
Carbon Dioxide (aq) | 10.1 | 13 | 13.7 | 44.8 | 2.5 | 2.7
Chloride | 95 | 560 | 811 | 6545 | 19333 | 71.7 | 55 | 5.3 | 198 | 45 | 60
Cyanide
Flouride | 0.64 | 0.31 | 1 | 1 | 1.3 | 0.5 | 0.3 |  | 0.95 | 0.3 | 0.8
Nitrate (as N) | 1 | 10.7 |  |  | 0.5 |  | 12.5 |  | 56.1 | 7.5
o-Phosphate |  | 0.37 |  |  | 0.07 | 0.04 | 3.7 | 1.22 | 20 | 6.5
Sulfate | 300 | 231 | 1100 | 680 | 2688 | 20 | 39.5 |  | 268 | 14 | 79
Silica | 17 | 11.9 | 12 | 18 |  | 10 | 27 |  | 81 |  | 60
pH | 7.62 | 7.39 | 7.2 | 6.8 | 8 | 7.2 | 7.5 | 6.8 | 7.4 | 7.8 | 7.2
pOH | [6 empty] | 6.5 | 7.2 | 6.6 | 6.2 | 6.8
Solids (TDS) | 905 | 1453 | 3070 | 11757 | 35005 | 184 | 425 | 18 | 1500 | 384 | 499
Total Suspended Solids: | 1 | 1.3 | 1 | 1 | 1 | 1
Conductivity | 1560 | 2758 | 5232 | 19604 | 54534 | 362 | 790 | 25 | 2475 | 470 | 1145
Temperature | 25 | 25 | 25 | 25 | 25 | 25 | 25 | 25 | 25 | 25 | 25