## Master
Cable | (len) |  |  |  |  | Return | Reset | Terminal | Clock | Fiber
System | 3 |  |  |  |  | DAQ | DAQ | DAQ | CLK | DAQ
Cable type | 10 |  |  |  |  | Bldn 1633A | Ol 3744-26 | Bldn 1700A | Bldn 1633A | Varies
Unit | 2 |  |  |  |  | TS |  |  |  | TS
EW | 1 |  |  |  |  | I |  |  |  | I
Length-0 | 3 |  |  |  |  | 220 | 220 | 220 | 65 | 220
Length-1 | 3 |  |  |  |  | 90 | 70 | 70 | 65 | 95
Length-2 | 3 |  |  |  |  | 65 | 110 | 110 | 65 | 95
Color | 2 |  |  |  |  | TN | GY | GY | OR | BK
Location_1 | 40 |  |  |  |  | 2RR22H | 1RR15E-B | 1RR15D-B | See Below | 1RR30F
Connector_1 | 20 |  |  |  |  | Datalink, A Key | RJ-11 | RJ-45 | Datalink, C Key | ST
Location_2 | 40
Connector_2 | 20 |  |  |  |  | Datalink, A Key | RJ-11 | RJ-45 | Datalink, C Key | ST
Comments
Rack | Pos. | Crate Function | Node | IP | Crate Type |  |  |  | Loc 1 |  | Alt Name
1RR18C | -T | CMX Muon TDC West | b0cmx00 | 132 | 1 |  |  |  | 1RR15E-T |  | 1-18C
1RR18C | -B | IMU Muon TDC West | b0imu00 | 134 | 1 |  |  |  | 1RR15E-T |  | 1-18C
1RR18D | -T | Hadron TDC | b0htdc00 | 137 | 1 |  |  |  | 1RR15E-T |  | 1-18D
1RR18D | -B | [9 empty] | 1-18D
1RR18E | -T | CMP Muon TDC | b0cmp00 | 136 | 1 |  |  |  | 1RR15E-T |  | 1-18E
1RR18E | -B | [9 empty] | 1-18E
1RR18F | -T | XTRP | b0xtrp00 | 138 | 1 |  |  |  | 1RR15E-T |  | 1-18F
1RR18F | -B | [9 empty] | 1-18F
1RR18G | -T | Muon Trigger | b0mutr00 | 139 | 1 |  |  |  | 1RR15E-T |  | 1-18G
1RR18G | -B | [9 empty] | 1-18G
1RR18H | -T | CMU Muon TDC West | b0cmu00 | 130 | 1 |  |  |  | 1RR15E-T |  | 1-18H
1RR18H | -B | CSP-CSX-WMS Muon TDC | b0musc00 | 137 | 1 |  |  |  | 1RR15E-T |  | 1-18H
1RR18I | -T | CMU Muon TDC East | b0cmu01 | 131 | 1 |  |  |  | 1RR15E-T |  | 1-18I
1RR18I | -B | ISL Event Builder VRB 0 | b0evb06 | 122 | 2 | [5 empty] | 1-18I
1RR18I | -B | ISL Diagnostic VRB 0 | b0svx06 | 123 | -1 | [5 empty] | 1-18I
1RR21C | -T | DAQ VRB 0 | b0vrb00 | 100 | 2 | [5 empty] | 1-21C
1RR21C | -B | DAQ VRB 1 | b0vrb01 | 101 | 2 | [5 empty] | 1-21C
1RR21D | -T | DAQ VRB 2 | b0vrb02 | 102 | 2 | [5 empty] | 1-21D
1RR21D | -B | DAQ VRB 3 | b0vrb03 | 103 | 2 | [5 empty] | 1-21D
1RR21E | -T | DAQ VRB 4 | b0vrb04 | 104 | 2 | [5 empty] | 1-21E
1RR21E | -B | DAQ VRB 5 | b0vrb05 | 105 | 2 | [5 empty] | 1-21E
1RR21F | -T | ISL Event Builder VRB 1 | b0evb07 | 124 | 2 | [5 empty] | 1-21F
1RR21F | -T | ISL Diagnostic VRB 1 | b0svx07 | 125 | -1 | [5 empty] | 1-21F
1RR21F | -B | ISL Event Builder VRB 2 | b0evb08 | 126 | 2 | [5 empty] | 1-21F
1RR21F | -B | ISL Diagnostic VRB 2 | b0svx08 | 127 | -1 | [5 empty] | 1-21F
1RR21G | -T | SVX Event Builder VRB 0 (w/SRC) | b0evb00 | 110 | 1 |  |  |  | 1RR15E-T |  | 1-21G
1RR21G | -T | SVX Diagnostic VRB 0 | b0svx00 | 111 | -1 | [5 empty] | 1-21G
1RR21G | -B | SVX Event Builder VRB 1 | b0evb01 | 112 | 2 | [5 empty] | 1-21G
1RR21G | -B | SVX Diagnostic VRB 1 | b0svx01 | 113 | -1 | [5 empty] | 1-21G
1RR21H | -T | SVX Event Builder VRB 2 | b0evb02 | 114 | 2 | [5 empty] | 1-21H
1RR21H | -T | SVX Diagnostic VRB 2 | b0svx02 | 115 | -1 | [5 empty] | 1-21H
1RR21H | -B | SVX Event Builder VRB 3 | b0evb03 | 116 | 2 | [5 empty] | 1-21H
1RR21H | -B | SVX Diagnostic VRB 3 | b0svx03 | 117 | -1 | [5 empty] | 1-21H
1RR21I | -T | SVX Event Builder VRB 4 | b0evb04 | 118 | 2 | [5 empty] | 1-21I
1RR21I | -T | SVX Diagnostic VRB 4 | b0svx04 | 119 | -1 | [5 empty] | 1-21I
1RR21I | -B | SVX Event Builder VRB 5 | b0evb05 | 120 | 2 | [5 empty] | 1-21I
1RR21I | -B | SVX Diagnostic VRB 5 | b0svx05 | 121 | -1 | [5 empty] | 1-21I
1RR27C | -T | [9 empty] | 1-27C
1RR27C | -B | [9 empty] | 1-27C
1RR27D | -T | CMX Muon TDC East | b0cmx01 | 133 | 1 |  |  |  | 1RR15E-T |  | 1-27D
1RR27D | -B | IMU Muon TDC East | b0imu01 | 135 | 1 |  |  |  | 1RR15E-T |  | 1-27D
1RR27E | -T | CLC | b0clc00 | 140 | 1 |  |  |  | 1RR15E-T |  | 1-27E
1RR27E | -B | [9 empty] | 1-27E
1RR27F | -T | [9 empty] | 1-27F
1RR27F | -B | XFT Finder 3 | b0xft07 | 146 | 1 |  |  |  | 1RR15E-T |  | 1-27F
1RR27G | -T | XFT Linker 2 | b0xft06 | 145 | 1 |  |  |  | 1RR15E-T |  | 1-27G
1RR27G | -B | XFT Finder 2 | b0xft05 | 144 | 1 |  |  |  | 1RR15E-T |  | 1-27G
1RR27H | -T | XFT Linker 1 | b0xft04 | 143 | 1 |  |  |  | 1RR15E-T |  | 1-27H
1RR27H | -B | XFT Finder 1 | b0xft03 | 142 | 1 |  |  |  | 1RR15E-T |  | 1-27H
1RR27I | -T | XFT Linker 0 | b0xft01 | 141 | 1 |  |  |  | 1RR15E-T |  | 1-27I
1RR27I | -B | XFT Finder 0 | b0xft00 | 140 | 1 |  |  |  | 1RR15E-T |  | 1-27I
2RR22C | -T | [9 empty] | 2-22C
2RR22C | -B | [9 empty] | 2-22C
2RR22F | -T | L1 Decision | b0l1gl00 | 204 | 1 |  |  |  | 2RR22H-B |  | 2-22F
2RR22F | -B | Scalers | b0tsi03 | 203 | 1 |  |  |  | 2RR22H-B |  | 2-22F
2RR22G | -T | TSI | b0tsi00 | 200 | 1 |  |  |  | 2RR22H-B |  | 2-22G
2RR22G | -B | Trigger XPT | b0tsi01 | 201 | 2 | [5 empty] | 2-22G
2RR22H | -T | Done-Error-Busy XPT | b0tsi02 | 202 | 2 | [5 empty] | 2-22H
2RR22H | -B | [9 empty] | 2-22H
2RR22I | -T | Master Clock | b0clk00 | 205 | 2 | [5 empty] | 2-22I
2RR22I | -B | [9 empty] | 2-22I
2RR23C | -T | L2 Calorimeter 5 | b0l2ca05 | 225 | 1 |  |  |  | 2RR22H-B |  | 2-23C
2RR23C | -B | L1 Calorimeter 5 | b0l1ca05 | 215 | 1 |  |  |  | 2RR22H-B |  | 2-23C
2RR24C | -T | L2 Calorimeter 4 | b0l2ca04 | 224 | 1 |  |  |  | 2RR22H-B |  | 2-24C
2RR24C | -B | L1 Calorimeter 4 | b0l1ca04 | 214 | 1 |  |  |  | 2RR22H-B |  | 2-24C
2RR25C | -T | L2 Calorimeter 3 | b0l2ca03 | 223 | 1 |  |  |  | 2RR22H-B |  | 2-25C
2RR25C | -B | L1 Calorimeter 3 | b0l1ca03 | 213 | 1 |  |  |  | 2RR22H-B |  | 2-25C
2RR26C | -T | L2 Calorimeter 2 | b0l2ca02 | 222 | 1 |  |  |  | 2RR22H-B |  | 2-26C
2RR26C | -B | L1 Calorimeter 2 | b0l1ca02 | 212 | 1 |  |  |  | 2RR22H-B |  | 2-26C
2RR27C | -T | L2 Calorimeter 1 | b0l2ca01 | 221 | 1 |  |  |  | 2RR22H-B |  | 2-27C
2RR27C | -B | L1 Calorimeter 1 | b0l1ca01 | 211 | 1 |  |  |  | 2RR22H-B |  | 2-27C
2RR28C | -T | L2 Calorimeter 0 | b0l2ca00 | 220 | 1 |  |  |  | 2RR22H-B |  | 2-28C
2RR28C | -B | L1 Calorimeter 0 | b0l1ca00 | 210 | 1 |  |  |  | 2RR22H-B |  | 2-28C
2RR29C | -T | L2 Control | b0l2glob | 226 | 1 |  |  |  | 2RR22H-B |  | 2-29C
2RR29C | -B | [9 empty] | 2-29C
2RR30C | -T | L2 Decision 0 | b0l2de00 | 230 | 1 |  |  |  | 2RR22H-B |  | 2-30C
2RR30C | -B | L2 Decision 1 | b0l2de01 | 231 | 1 |  |  |  | 2RR22H-B |  | 2-30C
2RR31C | -T | [9 empty] | 2-31C
2RR31C | -B | [9 empty] | 2-31C
2RR32C | -T | [9 empty] | 2-32C
2RR32C | -B | [9 empty] | 2-32C
2RR33C | -T | [9 empty] | 2-33C
2RR33C | -B | [9 empty] | 2-33C
2RR34C | -T | [9 empty] | 2-34C
2RR34C | -B | [9 empty] | 2-34C
2RR35C | -T | [9 empty] | 2-35C
2RR35C | -B | [9 empty] | 2-35C
2RR35F | -T | SVT Merger | b0svt05 | 246 | 4 |  |  |  | 2RR34C-B |  | 2-35F
2RR35F | -B | SVT Track Fitter | b0svt06 | 247 | 4 |  |  |  | 2RR34C-B |  | 2-35F
2RR35G | -T | SVT Tracking 4 | b0svt04 | 244 | 4 |  |  |  | 2RR34C-B |  | 2-35G
2RR35G | -B | SVT Tracking 5 | b0svt05 | 245 | 4 |  |  |  | 2RR34C-B |  | 2-35G
2RR35H | -T | SVT Tracking 2 | b0svt02 | 242 | 4 |  |  |  | 2RR34C-B |  | 2-35H
2RR35H | -B | SVT Tracking 3 | b0svt03 | 243 | 4 |  |  |  | 2RR34C-B |  | 2-35H
2RR35I | -T | SVT Tracking 0 | b0svt00 | 240 | 4 |  |  |  | 2RR34C-B |  | 2-35I
2RR35I | -B | SVT Tracking 1 | b0svt01 | 241 | 4 |  |  |  | 2RR34C-B |  | 2-35I
CONWT | -3 | Central Outer Tracker West 0 | b0cot00 | 0 | 1 |  |  |  | Wall NWT |  | CONWT
CONWT | -2 | Central Outer Tracker West 1 | b0cot01 | 1 | 1 |  |  |  | Wall NWT |  | CONWT
CONWT | -1 | Central Outer Tracker West 2 | b0cot02 | 2 | 1 |  |  |  | Wall NWT |  | CONWT
COSWT | -1 | Central Outer Tracker West 3 | b0cot03 | 3 | 1 |  |  |  | Wall SWT |  | COSWT
COSWT | -2 | Central Outer Tracker West 4 | b0cot04 | 4 | 1 |  |  |  | Wall SWT |  | COSWT
COSWT | -3 | Central Outer Tracker West 5 | b0cot05 | 5 | 1 |  |  |  | Wall SWT |  | COSWT
COSWB | -1 | Central Outer Tracker West 6 | b0cot06 | 6 | 1 |  |  |  | Wall SWT |  | COSWB
COSWB | -2 | Central Outer Tracker West 7 | b0cot07 | 7 | 1 |  |  |  | Wall SWT |  | COSWB
CONWB | -2 | Central Outer Tracker West 8 | b0cot08 | 8 | 1 |  |  |  | Wall NWT |  | CONWB
CONWB | -1 | Central Outer Tracker West 9 | b0cot09 | 9 | 1 |  |  |  | Wall NWT |  | CONWB
CONET | -3 | Central Outer Tracker East 0 | b0cot10 | 10 | 1 |  |  |  | Wall NET |  | CONET
CONET | -2 | Central Outer Tracker East 1 | b0cot11 | 11 | 1 |  |  |  | Wall NET |  | CONET
CONET | -1 | Central Outer Tracker East 2 | b0cot12 | 12 | 1 |  |  |  | Wall NET |  | CONET
COSET | -1 | Central Outer Tracker East 3 | b0cot13 | 13 | 1 |  |  |  | Wall SET |  | COSET
COSET | -2 | Central Outer Tracker East 4 | b0cot14 | 14 | 1 |  |  |  | Wall SET |  | COSET
COSET | -3 | Central Outer Tracker East 5 | b0cot15 | 15 | 1 |  |  |  | Wall SET |  | COSET
COSEB | -1 | Central Outer Tracker East 6 | b0cot16 | 16 | 1 |  |  |  | Wall SET |  | COSEB
COSEB | -2 | Central Outer Tracker East 7 | b0cot17 | 17 | 1 |  |  |  | Wall SET |  | COSEB
CONEB | -2 | Central Outer Tracker East 8 | b0cot18 | 18 | 1 |  |  |  | Wall NET |  | CONEB
CONEB | -1 | Central Outer Tracker East 9 | b0cot19 | 19 | 1 |  |  |  | Wall NET |  | CONEB
CANWT | -2 | Central Calorimeter West 0 | b0ccal00 | 20 | 1 |  |  |  | Wall NWT |  | CANWT
CANWT | -1 | Central Calorimeter West 1 | b0ccal01 | 21 | 1 |  |  |  | Wall NWT |  | CANWT
CASWT | -1 | Central Calorimeter West 2 | b0ccal02 | 22 | 1 |  |  |  | Wall SWT |  | CASWT
CASWT | -2 | Central Calorimeter West 3 | b0ccal03 | 23 | 1 |  |  |  | Wall SWT |  | CASWT
CASWB | -1 | Central Calorimeter West 4 | b0ccal04 | 24 | 1 |  |  |  | Wall SWT |  | CASWB
CASWB | -2 | Central Calorimeter West 5 | b0ccal05 | 25 | 1 |  |  |  | Wall SWT |  | CASWB
CANWB | -2 | Central Calorimeter West 6 | b0ccal06 | 26 | 1 |  |  |  | Wall NWT |  | CANWB
CANWB | -1 | Central Calorimeter West 7 | b0ccal07 | 27 | 1 |  |  |  | Wall NWT |  | CANWB
CANET | -2 | Central Calorimeter East 0 | b0ccal08 | 28 | 1 |  |  |  | Wall NET |  | CANET
CANET | -1 | Central Calorimeter East 1 | b0ccal09 | 29 | 1 |  |  |  | Wall NET |  | CANET
CASET | -1 | Central Calorimeter East 2 | b0ccal10 | 30 | 1 |  |  |  | Wall SET |  | CASET
CASET | -2 | Central Calorimeter East 3 | b0ccal11 | 31 | 1 |  |  |  | Wall SET |  | CASET
CASEB | -1 | Central Calorimeter East 4 | b0ccal12 | 32 | 1 |  |  |  | Wall SET |  | CASEB
CASEB | -2 | Central Calorimeter East 5 | b0ccal13 | 33 | 1 |  |  |  | Wall SET |  | CASEB
CANEB | -2 | Central Calorimeter East 6 | b0ccal14 | 34 | 1 |  |  |  | Wall NET |  | CANEB
CANEB | -1 | Central Calorimeter East 7 | b0ccal15 | 35 | 1 |  |  |  | Wall NET |  | CANEB
EPNW | -2 | Plug Calorimeter West 0 | b0pcal00 | 36 | 1 |  |  |  | Wall NWT |  | EPNW
EPNW | -1 | Plug Calorimeter West 1 | b0pcal01 | 37 | 1 |  |  |  | Wall NWT |  | EPNW
EPSW | -1 | Plug Calorimeter West 2 | b0pcal02 | 38 | 1 |  |  |  | Wall SWT |  | EPSW
EPSW | -2 | Plug Calorimeter West 3 | b0pcal03 | 39 | 1 |  |  |  | Wall SWT |  | EPSW
EPSW | -3 | Plug Calorimeter West 4 | b0pcal04 | 40 | 1 |  |  |  | Wall SWT |  | EPSW
EPNW | -3 | Plug Calorimeter West 5 | b0pcal05 | 41 | 1 |  |  |  | Wall NWT |  | EPNW
EPNE | -2 | Plug Calorimeter East 0 | b0pcal06 | 42 | 1 |  |  |  | Wall NET |  | EPNE
EPNE | -1 | Plug Calorimeter East 1 | b0pcal07 | 43 | 1 |  |  |  | Wall NET |  | EPNE
EPSE | -1 | Plug Calorimeter East 2 | b0pcal08 | 44 | 1 |  |  |  | Wall SET |  | EPSE
EPSE | -2 | Plug Calorimeter East 3 | b0pcal09 | 45 | 1 |  |  |  | Wall SET |  | EPSE
EPSE | -3 | Plug Calorimeter East 4 | b0pcal10 | 46 | 1 |  |  |  | Wall SET |  | EPSE
EPNE | -3 | Plug Calorimeter East 5 | b0pcal11 | 47 | 1 |  |  |  | Wall NET |  | EPNE
CONWT | -4 | End Wall West 0 | b0ecal00 | 48 | 1 |  |  |  | Wall NWT |  | CONWT
COSWT | -4 | End Wall West 1 | b0ecal01 | 49 | 1 |  |  |  | Wall SWT |  | COSWT
COSWB | -3 | End Wall West 2 | b0ecal02 | 50 | 1 |  |  |  | Wall SWT |  | COSWB
CONWB | -3 | End Wall West 3 | b0ecal03 | 51 | 1 |  |  |  | Wall NWT |  | CONWB
CONET | -4 | End Wall East 0 | b0ecal04 | 52 | 1 |  |  |  | Wall NET |  | CONET
COSET | -4 | End Wall East 1 | b0ecal05 | 53 | 1 |  |  |  | Wall SET |  | COSET
COSEB | -3 | End Wall East 2 | b0ecal06 | 54 | 1 |  |  |  | Wall SET |  | COSEB
CONEB | -3 | End Wall East 3 | b0ecal07 | 55 | 1 |  |  |  | Wall NET |  | CONEB
SVNWT |  | FIB West 0 | b0fib00 | 60 | 3 | [5 empty] | SVNWT
SVSWT |  | FIB West 1 | b0fib01 | 61 | 3 | [5 empty] | SVSWT
SVSWB |  | FIB West 2 | b0fib02 | 62 | 3 | [5 empty] | SVSWB
SVNWB |  | FIB West 3 | b0fib03 | 63 | 3 | [5 empty] | SVNWB
SVNET |  | FIB East 0 | b0fib04 | 64 | 3 | [5 empty] | SVNET
SVSET |  | FIB East 1 | b0fib05 | 65 | 3 | [5 empty] | SVSET
SVSEB |  | FIB East 2 | b0fib06 | 66 | 3 | [5 empty] | SVSEB
SVNEB |  | FIB East 3 | b0fib07 | 67 | 3 | [5 empty] | SVNEB
CONWT | -S | Spare |  |  | 1 |  |  |  | Wall NWT |  | CONWT
COSWT | -S | Spare |  |  | 1 |  |  |  | Wall SWT |  | COSWT
CONET | -S | Spare |  |  | 1 |  |  |  | Wall NET |  | CONET
COSET | -S | Spare |  |  | 1 |  |  |  | Wall SET |  | COSET
CANWT | -S | Spare |  |  | 1 |  |  |  | Wall NWT |  | CANWT
CASWT | -S | Spare |  |  | 1 |  |  |  | Wall SWT |  | CASWT
CANET | -S | Spare |  |  | 1 |  |  |  | Wall NET |  | CANET
CASET | -S | Spare |  |  | 1 |  |  |  | Wall SET |  | CASET
EPNW | -S | Spare |  |  | 1 |  |  |  | Wall NWT |  | EPNW
EPSW | -S | Spare |  |  | 1 |  |  |  | Wall SWT |  | EPSW
EPNW | -S | Spare |  |  | 1 |  |  |  | Wall NET |  | EPNW
EPNE | -S | Spare |  |  | 1 |  |  |  | Wall SET |  | EPNE
SVNWT | -S | Spare |  |  | 3 | [5 empty] | SVNWT
SVSWT | -S | Spare |  |  | 3 | [5 empty] | SVSWT
SVNET | -S | Spare |  |  | 3 | [5 empty] | SVNET
SVSET | -S | Spare |  |  | 3 | [5 empty] | SVSET
Key
Normal Trig/FE |  |  |  |  | 1
VRB, XPT, CLK |  |  |  |  | 2
FIB |  |  |  |  | 3
SVT |  |  |  |  | 4
SVX Diag |  |  |  |  | -1

## CPU List
Rack | Pos. | Crate Function | Node | IP
1RR18C | -T | CMX Muon TDC West | b0cmx00 | 132
1RR18C | -B | IMU Muon TDC West | b0imu00 | 134
1RR18D | -T | Hadron TDC | b0htdc00 | 137
1RR18D | -B
1RR18E | -T | CMP Muon TDC | b0cmp00 | 136
1RR18E | -B
1RR18F | -T | XTRP | b0xtrp00 | 138
1RR18F | -B
1RR18G | -T | Muon Trigger | b0mutr00 | 139
1RR18G | -B
1RR18H | -T | CMU Muon TDC West | b0cmu00 | 130
1RR18H | -B | CSP-CSX-WMS Muon TDC | b0musc00 | 137
1RR18I | -T | CMU Muon TDC East | b0cmu01 | 131
1RR18I | -B | ISL Event Builder VRB 0 | b0evb06 | 122
1RR18I | -B | ISL Diagnostic VRB 0 | b0svx06 | 123
1RR21C | -T | DAQ VRB 0 | b0vrb00 | 100
1RR21C | -B | DAQ VRB 1 | b0vrb01 | 101
1RR21D | -T | DAQ VRB 2 | b0vrb02 | 102
1RR21D | -B | DAQ VRB 3 | b0vrb03 | 103
1RR21E | -T | DAQ VRB 4 | b0vrb04 | 104
1RR21E | -B | DAQ VRB 5 | b0vrb05 | 105
1RR21F | -T | ISL Event Builder VRB 1 | b0evb07 | 124
1RR21F | -T | ISL Diagnostic VRB 1 | b0svx07 | 125
1RR21F | -B | ISL Event Builder VRB 2 | b0evb08 | 126
1RR21F | -B | ISL Diagnostic VRB 2 | b0svx08 | 127
1RR21G | -T | SVX Event Builder VRB 0 (w/SRC) | b0evb00 | 110
1RR21G | -T | SVX Diagnostic VRB 0 | b0svx00 | 111
1RR21G | -B | SVX Event Builder VRB 1 | b0evb01 | 112
1RR21G | -B | SVX Diagnostic VRB 1 | b0svx01 | 113
1RR21H | -T | SVX Event Builder VRB 2 | b0evb02 | 114
1RR21H | -T | SVX Diagnostic VRB 2 | b0svx02 | 115
1RR21H | -B | SVX Event Builder VRB 3 | b0evb03 | 116
1RR21H | -B | SVX Diagnostic VRB 3 | b0svx03 | 117
1RR21I | -T | SVX Event Builder VRB 4 | b0evb04 | 118
1RR21I | -T | SVX Diagnostic VRB 4 | b0svx04 | 119
1RR21I | -B | SVX Event Builder VRB 5 | b0evb05 | 120
1RR21I | -B | SVX Diagnostic VRB 5 | b0svx05 | 121
1RR27E | -T | CLC | b0clc00 | 140
1RR27E | -B
1RR27C | -T
1RR27C | -B
1RR27D | -T | CMX Muon TDC East | b0cmx01 | 133
1RR27D | -B | IMU Muon TDC East | b0imu01 | 135
1RR27F | -T
1RR27F | -B | XFT Finder 3 | b0xft07 | 146
1RR27G | -T | XFT Linker 2 | b0xft06 | 145
1RR27G | -B | XFT Finder 2 | b0xft05 | 144
1RR27H | -T | XFT Linker 1 | b0xft04 | 143
1RR27H | -B | XFT Finder 1 | b0xft03 | 142
1RR27I | -T | XFT Linker 0 | b0xft01 | 141
1RR27I | -B | XFT Finder 0 | b0xft00 | 140
2RR22C | -T
2RR22C | -B
2RR22F | -T | L1 Decision | b0l1gl00 | 204
2RR22F | -B | Scalers | b0tsi03 | 203
2RR22G | -T | TSI | b0tsi00 | 200
2RR22G | -B | Trigger XPT | b0tsi01 | 201
2RR22H | -T | Done-Error-Busy XPT | b0tsi02 | 202
2RR22H | -B
2RR22I | -T | Master Clock | b0clk00 | 205
2RR22I | -B
2RR23C | -T | L2 Calorimeter 5 | b0l2ca05 | 225
2RR23C | -B | L1 Calorimeter 5 | b0l1ca05 | 215
2RR24C | -T | L2 Calorimeter 4 | b0l2ca04 | 224
2RR24C | -B | L1 Calorimeter 4 | b0l1ca04 | 214
2RR25C | -T | L2 Calorimeter 3 | b0l2ca03 | 223
2RR25C | -B | L1 Calorimeter 3 | b0l1ca03 | 213
2RR26C | -T | L2 Calorimeter 2 | b0l2ca02 | 222
2RR26C | -B | L1 Calorimeter 2 | b0l1ca02 | 212
2RR27C | -T | L2 Calorimeter 1 | b0l2ca01 | 221
2RR27C | -B | L1 Calorimeter 1 | b0l1ca01 | 211
2RR28C | -T | L2 Calorimeter 0 | b0l2ca00 | 220
2RR28C | -B | L1 Calorimeter 0 | b0l1ca00 | 210
2RR29C | -T | L2 Control | b0l2glob | 226
2RR29C | -B
2RR30C | -T | L2 Decision 0 | b0l2de00 | 230
2RR30C | -B | L2 Decision 1 | b0l2de01 | 231
2RR31C | -T
2RR31C | -B
2RR32C | -T
2RR32C | -B
2RR33C | -T
2RR33C | -B
2RR34C | -T
2RR34C | -B
2RR35C | -T
2RR35C | -B
2RR35F | -T | SVT Merger | b0svt05 | 246
2RR35F | -B | SVT Track Fitter | b0svt06 | 247
2RR35G | -T | SVT Tracking 4 | b0svt04 | 244
2RR35G | -B | SVT Tracking 5 | b0svt05 | 245
2RR35H | -T | SVT Tracking 2 | b0svt02 | 242
2RR35H | -B | SVT Tracking 3 | b0svt03 | 243
2RR35I | -T | SVT Tracking 0 | b0svt00 | 240
2RR35I | -B | SVT Tracking 1 | b0svt01 | 241
CONWT | -3 | Central Outer Tracker West 0 | b0cot00 | 0
CONWT | -2 | Central Outer Tracker West 1 | b0cot01 | 1
CONWT | -1 | Central Outer Tracker West 2 | b0cot02 | 2
COSWT | -1 | Central Outer Tracker West 3 | b0cot03 | 3
COSWT | -2 | Central Outer Tracker West 4 | b0cot04 | 4
COSWT | -3 | Central Outer Tracker West 5 | b0cot05 | 5
COSWB | -1 | Central Outer Tracker West 6 | b0cot06 | 6
COSWB | -2 | Central Outer Tracker West 7 | b0cot07 | 7
CONWB | -2 | Central Outer Tracker West 8 | b0cot08 | 8
CONWB | -1 | Central Outer Tracker West 9 | b0cot09 | 9
CONET | -3 | Central Outer Tracker East 0 | b0cot10 | 10
CONET | -2 | Central Outer Tracker East 1 | b0cot11 | 11
CONET | -1 | Central Outer Tracker East 2 | b0cot12 | 12
COSET | -1 | Central Outer Tracker East 3 | b0cot13 | 13
COSET | -2 | Central Outer Tracker East 4 | b0cot14 | 14
COSET | -3 | Central Outer Tracker East 5 | b0cot15 | 15
COSEB | -1 | Central Outer Tracker East 6 | b0cot16 | 16
COSEB | -2 | Central Outer Tracker East 7 | b0cot17 | 17
CONEB | -2 | Central Outer Tracker East 8 | b0cot18 | 18
CONEB | -1 | Central Outer Tracker East 9 | b0cot19 | 19
CANWT | -2 | Central Calorimeter West 0 | b0ccal00 | 20
CANWT | -1 | Central Calorimeter West 1 | b0ccal01 | 21
CASWT | -1 | Central Calorimeter West 2 | b0ccal02 | 22
CASWT | -2 | Central Calorimeter West 3 | b0ccal03 | 23
CASWB | -1 | Central Calorimeter West 4 | b0ccal04 | 24
CASWB | -2 | Central Calorimeter West 5 | b0ccal05 | 25
CANWB | -2 | Central Calorimeter West 6 | b0ccal06 | 26
CANWB | -1 | Central Calorimeter West 7 | b0ccal07 | 27
CANET | -2 | Central Calorimeter East 0 | b0ccal08 | 28
CANET | -1 | Central Calorimeter East 1 | b0ccal09 | 29
CASET | -1 | Central Calorimeter East 2 | b0ccal10 | 30
CASET | -2 | Central Calorimeter East 3 | b0ccal11 | 31
CASEB | -1 | Central Calorimeter East 4 | b0ccal12 | 32
CASEB | -2 | Central Calorimeter East 5 | b0ccal13 | 33
CANEB | -2 | Central Calorimeter East 6 | b0ccal14 | 34
CANEB | -1 | Central Calorimeter East 7 | b0ccal15 | 35
EPNW | -2 | Plug Calorimeter West 0 | b0pcal00 | 36
EPNW | -1 | Plug Calorimeter West 1 | b0pcal01 | 37
EPSW | -1 | Plug Calorimeter West 2 | b0pcal02 | 38
EPSW | -2 | Plug Calorimeter West 3 | b0pcal03 | 39
EPSW | -3 | Plug Calorimeter West 4 | b0pcal04 | 40
EPNW | -3 | Plug Calorimeter West 5 | b0pcal05 | 41
EPNE | -2 | Plug Calorimeter East 0 | b0pcal06 | 42
EPNE | -1 | Plug Calorimeter East 1 | b0pcal07 | 43
EPSE | -1 | Plug Calorimeter East 2 | b0pcal08 | 44
EPSE | -2 | Plug Calorimeter East 3 | b0pcal09 | 45
EPSE | -3 | Plug Calorimeter East 4 | b0pcal10 | 46
EPNE | -3 | Plug Calorimeter East 5 | b0pcal11 | 47
CONWT | -4 | End Wall West 0 | b0ecal00 | 48
COSWT | -4 | End Wall West 1 | b0ecal01 | 49
COSWB | -3 | End Wall West 2 | b0ecal02 | 50
CONWB | -3 | End Wall West 3 | b0ecal03 | 51
CONET | -4 | End Wall East 0 | b0ecal04 | 52
COSET | -4 | End Wall East 1 | b0ecal05 | 53
COSEB | -3 | End Wall East 2 | b0ecal06 | 54
CONEB | -3 | End Wall East 3 | b0ecal07 | 55
SVNWT |  | FIB West 0 | b0fib00 | 60
SVSWT |  | FIB West 1 | b0fib01 | 61
SVSWB |  | FIB West 2 | b0fib02 | 62
SVNWB |  | FIB West 3 | b0fib03 | 63
SVNET |  | FIB East 0 | b0fib04 | 64
SVSET |  | FIB East 1 | b0fib05 | 65
SVSEB |  | FIB East 2 | b0fib06 | 66
SVNEB |  | FIB East 3 | b0fib07 | 67

## Return Cables
Number(6) | System(3) | Unit(2) | EW(1) | Function(12) | Route(3) | Type(10) | Length(6) | Color(2) | Date_Inst(11) | Location_1(40) | Drawing_1(6) | Connector_1(20) | Location_2(40) | Drawing_2(6) | Connecter_2(20) | Comments(40)
| DAQ | TS | I | RETN-1-18C-T |  | Bldn 1633A | 90 | TN |  | 2RR22H |  | Datalink, A Key | 1RR18C-T |  | Datalink, A Key
| DAQ | TS | I | RETN-1-18C-B |  | Bldn 1633A | 90 | TN |  | 2RR22H |  | Datalink, A Key | 1RR18C-B |  | Datalink, A Key
| DAQ | TS | I | RETN-1-18D-T |  | Bldn 1633A | 90 | TN |  | 2RR22H |  | Datalink, A Key | 1RR18D-T |  | Datalink, A Key
| DAQ | TS | I | RETN-1-18E-T |  | Bldn 1633A | 90 | TN |  | 2RR22H |  | Datalink, A Key | 1RR18E-T |  | Datalink, A Key
| DAQ | TS | I | RETN-1-18F-T |  | Bldn 1633A | 90 | TN |  | 2RR22H |  | Datalink, A Key | 1RR18F-T |  | Datalink, A Key
| DAQ | TS | I | RETN-1-18G-T |  | Bldn 1633A | 90 | TN |  | 2RR22H |  | Datalink, A Key | 1RR18G-T |  | Datalink, A Key
| DAQ | TS | I | RETN-1-18H-T |  | Bldn 1633A | 90 | TN |  | 2RR22H |  | Datalink, A Key | 1RR18H-T |  | Datalink, A Key
| DAQ | TS | I | RETN-1-18H-B |  | Bldn 1633A | 90 | TN |  | 2RR22H |  | Datalink, A Key | 1RR18H-B |  | Datalink, A Key
| DAQ | TS | I | RETN-1-18I-T |  | Bldn 1633A | 90 | TN |  | 2RR22H |  | Datalink, A Key | 1RR18I-T |  | Datalink, A Key
| DAQ | TS | I | RETN-1-21G-T |  | Bldn 1633A | 20 | TN |  | 2RR22H |  | Datalink, A Key | 1RR21G-T |  | Datalink, A Key
| DAQ | TS | I | RETN-1-27D-T |  | Bldn 1633A | 90 | TN |  | 2RR22H |  | Datalink, A Key | 1RR27D-T |  | Datalink, A Key
| DAQ | TS | I | RETN-1-27D-B |  | Bldn 1633A | 90 | TN |  | 2RR22H |  | Datalink, A Key | 1RR27D-B |  | Datalink, A Key
| DAQ | TS | I | RETN-1-27E-T |  | Bldn 1633A | 90 | TN |  | 2RR22H |  | Datalink, A Key | 1RR27E-T |  | Datalink, A Key
| DAQ | TS | I | RETN-1-27F-B |  | Bldn 1633A | 90 | TN |  | 2RR22H |  | Datalink, A Key | 1RR27F-B |  | Datalink, A Key
| DAQ | TS | I | RETN-1-27G-T |  | Bldn 1633A | 90 | TN |  | 2RR22H |  | Datalink, A Key | 1RR27G-T |  | Datalink, A Key
| DAQ | TS | I | RETN-1-27G-B |  | Bldn 1633A | 90 | TN |  | 2RR22H |  | Datalink, A Key | 1RR27G-B |  | Datalink, A Key
| DAQ | TS | I | RETN-1-27H-T |  | Bldn 1633A | 90 | TN |  | 2RR22H |  | Datalink, A Key | 1RR27H-T |  | Datalink, A Key
| DAQ | TS | I | RETN-1-27H-B |  | Bldn 1633A | 90 | TN |  | 2RR22H |  | Datalink, A Key | 1RR27H-B |  | Datalink, A Key
| DAQ | TS | I | RETN-1-27I-T |  | Bldn 1633A | 90 | TN |  | 2RR22H |  | Datalink, A Key | 1RR27I-T |  | Datalink, A Key
| DAQ | TS | I | RETN-1-27I-B |  | Bldn 1633A | 90 | TN |  | 2RR22H |  | Datalink, A Key | 1RR27I-B |  | Datalink, A Key
| DAQ | TS | I | RETN-2-22F-T |  | Bldn 1633A | 65 | TN |  | 2RR22H |  | Datalink, A Key | 2RR22F-T |  | Datalink, A Key
| DAQ | TS | I | RETN-2-22F-B |  | Bldn 1633A | 65 | TN |  | 2RR22H |  | Datalink, A Key | 2RR22F-B |  | Datalink, A Key
| DAQ | TS | I | RETN-2-22G-T |  | Bldn 1633A | 65 | TN |  | 2RR22H |  | Datalink, A Key | 2RR22G-T |  | Datalink, A Key
| DAQ | TS | I | RETN-2-23C-T |  | Bldn 1633A | 65 | TN |  | 2RR22H |  | Datalink, A Key | 2RR23C-T |  | Datalink, A Key
| DAQ | TS | I | RETN-2-23C-B |  | Bldn 1633A | 65 | TN |  | 2RR22H |  | Datalink, A Key | 2RR23C-B |  | Datalink, A Key
| DAQ | TS | I | RETN-2-24C-T |  | Bldn 1633A | 65 | TN |  | 2RR22H |  | Datalink, A Key | 2RR24C-T |  | Datalink, A Key
| DAQ | TS | I | RETN-2-24C-B |  | Bldn 1633A | 65 | TN |  | 2RR22H |  | Datalink, A Key | 2RR24C-B |  | Datalink, A Key
| DAQ | TS | I | RETN-2-25C-T |  | Bldn 1633A | 65 | TN |  | 2RR22H |  | Datalink, A Key | 2RR25C-T |  | Datalink, A Key
| DAQ | TS | I | RETN-2-25C-B |  | Bldn 1633A | 65 | TN |  | 2RR22H |  | Datalink, A Key | 2RR25C-B |  | Datalink, A Key
| DAQ | TS | I | RETN-2-26C-T |  | Bldn 1633A | 65 | TN |  | 2RR22H |  | Datalink, A Key | 2RR26C-T |  | Datalink, A Key
| DAQ | TS | I | RETN-2-26C-B |  | Bldn 1633A | 65 | TN |  | 2RR22H |  | Datalink, A Key | 2RR26C-B |  | Datalink, A Key
| DAQ | TS | I | RETN-2-27C-T |  | Bldn 1633A | 65 | TN |  | 2RR22H |  | Datalink, A Key | 2RR27C-T |  | Datalink, A Key
| DAQ | TS | I | RETN-2-27C-B |  | Bldn 1633A | 65 | TN |  | 2RR22H |  | Datalink, A Key | 2RR27C-B |  | Datalink, A Key
| DAQ | TS | I | RETN-2-28C-T |  | Bldn 1633A | 65 | TN |  | 2RR22H |  | Datalink, A Key | 2RR28C-T |  | Datalink, A Key
| DAQ | TS | I | RETN-2-28C-B |  | Bldn 1633A | 65 | TN |  | 2RR22H |  | Datalink, A Key | 2RR28C-B |  | Datalink, A Key
| DAQ | TS | I | RETN-2-29C-T |  | Bldn 1633A | 65 | TN |  | 2RR22H |  | Datalink, A Key | 2RR29C-T |  | Datalink, A Key
| DAQ | TS | I | RETN-2-30C-T |  | Bldn 1633A | 65 | TN |  | 2RR22H |  | Datalink, A Key | 2RR30C-T |  | Datalink, A Key
| DAQ | TS | I | RETN-2-30C-B |  | Bldn 1633A | 65 | TN |  | 2RR22H |  | Datalink, A Key | 2RR30C-B |  | Datalink, A Key
| DAQ | TS | I | RETN-2-35F-T |  | Bldn 1633A | 65 | TN |  | 2RR22H |  | Datalink, A Key | 2RR35F-T |  | Datalink, A Key
| DAQ | TS | I | RETN-2-35F-B |  | Bldn 1633A | 65 | TN |  | 2RR22H |  | Datalink, A Key | 2RR35F-B |  | Datalink, A Key
| DAQ | TS | I | RETN-2-35G-T |  | Bldn 1633A | 65 | TN |  | 2RR22H |  | Datalink, A Key | 2RR35G-T |  | Datalink, A Key
| DAQ | TS | I | RETN-2-35G-B |  | Bldn 1633A | 65 | TN |  | 2RR22H |  | Datalink, A Key | 2RR35G-B |  | Datalink, A Key
| DAQ | TS | I | RETN-2-35H-T |  | Bldn 1633A | 65 | TN |  | 2RR22H |  | Datalink, A Key | 2RR35H-T |  | Datalink, A Key
| DAQ | TS | I | RETN-2-35H-B |  | Bldn 1633A | 65 | TN |  | 2RR22H |  | Datalink, A Key | 2RR35H-B |  | Datalink, A Key
| DAQ | TS | I | RETN-2-35I-T |  | Bldn 1633A | 65 | TN |  | 2RR22H |  | Datalink, A Key | 2RR35I-T |  | Datalink, A Key
| DAQ | TS | I | RETN-2-35I-B |  | Bldn 1633A | 65 | TN |  | 2RR22H |  | Datalink, A Key | 2RR35I-B |  | Datalink, A Key
| DAQ | TS | I | RETN-CONWT-3 |  | Bldn 1633A | 220 | TN |  | 2RR22H |  | Datalink, A Key | CONWT-3 |  | Datalink, A Key
| DAQ | TS | I | RETN-CONWT-2 |  | Bldn 1633A | 220 | TN |  | 2RR22H |  | Datalink, A Key | CONWT-2 |  | Datalink, A Key
| DAQ | TS | I | RETN-CONWT-1 |  | Bldn 1633A | 220 | TN |  | 2RR22H |  | Datalink, A Key | CONWT-1 |  | Datalink, A Key
| DAQ | TS | I | RETN-COSWT-1 |  | Bldn 1633A | 220 | TN |  | 2RR22H |  | Datalink, A Key | COSWT-1 |  | Datalink, A Key
| DAQ | TS | I | RETN-COSWT-2 |  | Bldn 1633A | 220 | TN |  | 2RR22H |  | Datalink, A Key | COSWT-2 |  | Datalink, A Key
| DAQ | TS | I | RETN-COSWT-3 |  | Bldn 1633A | 220 | TN |  | 2RR22H |  | Datalink, A Key | COSWT-3 |  | Datalink, A Key
| DAQ | TS | I | RETN-COSWB-1 |  | Bldn 1633A | 220 | TN |  | 2RR22H |  | Datalink, A Key | COSWB-1 |  | Datalink, A Key
| DAQ | TS | I | RETN-COSWB-2 |  | Bldn 1633A | 220 | TN |  | 2RR22H |  | Datalink, A Key | COSWB-2 |  | Datalink, A Key
| DAQ | TS | I | RETN-CONWB-2 |  | Bldn 1633A | 220 | TN |  | 2RR22H |  | Datalink, A Key | CONWB-2 |  | Datalink, A Key
| DAQ | TS | I | RETN-CONWB-1 |  | Bldn 1633A | 220 | TN |  | 2RR22H |  | Datalink, A Key | CONWB-1 |  | Datalink, A Key
| DAQ | TS | I | RETN-CONET-3 |  | Bldn 1633A | 220 | TN |  | 2RR22H |  | Datalink, A Key | CONET-3 |  | Datalink, A Key
| DAQ | TS | I | RETN-CONET-2 |  | Bldn 1633A | 220 | TN |  | 2RR22H |  | Datalink, A Key | CONET-2 |  | Datalink, A Key
| DAQ | TS | I | RETN-CONET-1 |  | Bldn 1633A | 220 | TN |  | 2RR22H |  | Datalink, A Key | CONET-1 |  | Datalink, A Key
| DAQ | TS | I | RETN-COSET-1 |  | Bldn 1633A | 220 | TN |  | 2RR22H |  | Datalink, A Key | COSET-1 |  | Datalink, A Key
| DAQ | TS | I | RETN-COSET-2 |  | Bldn 1633A | 220 | TN |  | 2RR22H |  | Datalink, A Key | COSET-2 |  | Datalink, A Key
| DAQ | TS | I | RETN-COSET-3 |  | Bldn 1633A | 220 | TN |  | 2RR22H |  | Datalink, A Key | COSET-3 |  | Datalink, A Key
| DAQ | TS | I | RETN-COSEB-1 |  | Bldn 1633A | 220 | TN |  | 2RR22H |  | Datalink, A Key | COSEB-1 |  | Datalink, A Key
| DAQ | TS | I | RETN-COSEB-2 |  | Bldn 1633A | 220 | TN |  | 2RR22H |  | Datalink, A Key | COSEB-2 |  | Datalink, A Key
| DAQ | TS | I | RETN-CONEB-2 |  | Bldn 1633A | 220 | TN |  | 2RR22H |  | Datalink, A Key | CONEB-2 |  | Datalink, A Key
| DAQ | TS | I | RETN-CONEB-1 |  | Bldn 1633A | 220 | TN |  | 2RR22H |  | Datalink, A Key | CONEB-1 |  | Datalink, A Key
| DAQ | TS | I | RETN-CANWT-2 |  | Bldn 1633A | 220 | TN |  | 2RR22H |  | Datalink, A Key | CANWT-2 |  | Datalink, A Key
| DAQ | TS | I | RETN-CANWT-1 |  | Bldn 1633A | 220 | TN |  | 2RR22H |  | Datalink, A Key | CANWT-1 |  | Datalink, A Key
| DAQ | TS | I | RETN-CASWT-1 |  | Bldn 1633A | 220 | TN |  | 2RR22H |  | Datalink, A Key | CASWT-1 |  | Datalink, A Key
| DAQ | TS | I | RETN-CASWT-2 |  | Bldn 1633A | 220 | TN |  | 2RR22H |  | Datalink, A Key | CASWT-2 |  | Datalink, A Key
| DAQ | TS | I | RETN-CASWB-1 |  | Bldn 1633A | 220 | TN |  | 2RR22H |  | Datalink, A Key | CASWB-1 |  | Datalink, A Key
| DAQ | TS | I | RETN-CASWB-2 |  | Bldn 1633A | 220 | TN |  | 2RR22H |  | Datalink, A Key | CASWB-2 |  | Datalink, A Key
| DAQ | TS | I | RETN-CANWB-2 |  | Bldn 1633A | 220 | TN |  | 2RR22H |  | Datalink, A Key | CANWB-2 |  | Datalink, A Key
| DAQ | TS | I | RETN-CANWB-1 |  | Bldn 1633A | 220 | TN |  | 2RR22H |  | Datalink, A Key | CANWB-1 |  | Datalink, A Key
| DAQ | TS | I | RETN-CANET-2 |  | Bldn 1633A | 220 | TN |  | 2RR22H |  | Datalink, A Key | CANET-2 |  | Datalink, A Key
| DAQ | TS | I | RETN-CANET-1 |  | Bldn 1633A | 220 | TN |  | 2RR22H |  | Datalink, A Key | CANET-1 |  | Datalink, A Key
| DAQ | TS | I | RETN-CASET-1 |  | Bldn 1633A | 220 | TN |  | 2RR22H |  | Datalink, A Key | CASET-1 |  | Datalink, A Key
| DAQ | TS | I | RETN-CASET-2 |  | Bldn 1633A | 220 | TN |  | 2RR22H |  | Datalink, A Key | CASET-2 |  | Datalink, A Key
| DAQ | TS | I | RETN-CASEB-1 |  | Bldn 1633A | 220 | TN |  | 2RR22H |  | Datalink, A Key | CASEB-1 |  | Datalink, A Key
| DAQ | TS | I | RETN-CASEB-2 |  | Bldn 1633A | 220 | TN |  | 2RR22H |  | Datalink, A Key | CASEB-2 |  | Datalink, A Key
| DAQ | TS | I | RETN-CANEB-2 |  | Bldn 1633A | 220 | TN |  | 2RR22H |  | Datalink, A Key | CANEB-2 |  | Datalink, A Key
| DAQ | TS | I | RETN-CANEB-1 |  | Bldn 1633A | 220 | TN |  | 2RR22H |  | Datalink, A Key | CANEB-1 |  | Datalink, A Key
| DAQ | TS | I | RETN-EPNW-2 |  | Bldn 1633A | 220 | TN |  | 2RR22H |  | Datalink, A Key | EPNW-2 |  | Datalink, A Key
| DAQ | TS | I | RETN-EPNW-1 |  | Bldn 1633A | 220 | TN |  | 2RR22H |  | Datalink, A Key | EPNW-1 |  | Datalink, A Key
| DAQ | TS | I | RETN-EPSW-1 |  | Bldn 1633A | 220 | TN |  | 2RR22H |  | Datalink, A Key | EPSW-1 |  | Datalink, A Key
| DAQ | TS | I | RETN-EPSW-2 |  | Bldn 1633A | 220 | TN |  | 2RR22H |  | Datalink, A Key | EPSW-2 |  | Datalink, A Key
| DAQ | TS | I | RETN-EPSW-3 |  | Bldn 1633A | 220 | TN |  | 2RR22H |  | Datalink, A Key | EPSW-3 |  | Datalink, A Key
| DAQ | TS | I | RETN-EPNW-3 |  | Bldn 1633A | 220 | TN |  | 2RR22H |  | Datalink, A Key | EPNW-3 |  | Datalink, A Key
| DAQ | TS | I | RETN-EPNE-2 |  | Bldn 1633A | 220 | TN |  | 2RR22H |  | Datalink, A Key | EPNE-2 |  | Datalink, A Key
| DAQ | TS | I | RETN-EPNE-1 |  | Bldn 1633A | 220 | TN |  | 2RR22H |  | Datalink, A Key | EPNE-1 |  | Datalink, A Key
| DAQ | TS | I | RETN-EPSE-1 |  | Bldn 1633A | 220 | TN |  | 2RR22H |  | Datalink, A Key | EPSE-1 |  | Datalink, A Key
| DAQ | TS | I | RETN-EPSE-2 |  | Bldn 1633A | 220 | TN |  | 2RR22H |  | Datalink, A Key | EPSE-2 |  | Datalink, A Key
| DAQ | TS | I | RETN-EPSE-3 |  | Bldn 1633A | 220 | TN |  | 2RR22H |  | Datalink, A Key | EPSE-3 |  | Datalink, A Key
| DAQ | TS | I | RETN-EPNE-3 |  | Bldn 1633A | 220 | TN |  | 2RR22H |  | Datalink, A Key | EPNE-3 |  | Datalink, A Key
| DAQ | TS | I | RETN-CONWT-4 |  | Bldn 1633A | 220 | TN |  | 2RR22H |  | Datalink, A Key | CONWT-4 |  | Datalink, A Key
| DAQ | TS | I | RETN-COSWT-4 |  | Bldn 1633A | 220 | TN |  | 2RR22H |  | Datalink, A Key | COSWT-4 |  | Datalink, A Key
| DAQ | TS | I | RETN-COSWB-3 |  | Bldn 1633A | 220 | TN |  | 2RR22H |  | Datalink, A Key | COSWB-3 |  | Datalink, A Key
| DAQ | TS | I | RETN-CONWB-3 |  | Bldn 1633A | 220 | TN |  | 2RR22H |  | Datalink, A Key | CONWB-3 |  | Datalink, A Key
| DAQ | TS | I | RETN-CONET-4 |  | Bldn 1633A | 220 | TN |  | 2RR22H |  | Datalink, A Key | CONET-4 |  | Datalink, A Key
| DAQ | TS | I | RETN-COSET-4 |  | Bldn 1633A | 220 | TN |  | 2RR22H |  | Datalink, A Key | COSET-4 |  | Datalink, A Key
| DAQ | TS | I | RETN-COSEB-3 |  | Bldn 1633A | 220 | TN |  | 2RR22H |  | Datalink, A Key | COSEB-3 |  | Datalink, A Key
| DAQ | TS | I | RETN-CONEB-3 |  | Bldn 1633A | 220 | TN |  | 2RR22H |  | Datalink, A Key | CONEB-3 |  | Datalink, A Key
| DAQ | TS | I | RETN-CONWT-S |  | Bldn 1633A | 220 | TN |  | 2RR22H |  | Datalink, A Key | CONWT-S |  | Datalink, A Key | Spare
| DAQ | TS | I | RETN-COSWT-S |  | Bldn 1633A | 220 | TN |  | 2RR22H |  | Datalink, A Key | COSWT-S |  | Datalink, A Key | Spare
| DAQ | TS | I | RETN-CONET-S |  | Bldn 1633A | 220 | TN |  | 2RR22H |  | Datalink, A Key | CONET-S |  | Datalink, A Key | Spare
| DAQ | TS | I | RETN-COSET-S |  | Bldn 1633A | 220 | TN |  | 2RR22H |  | Datalink, A Key | COSET-S |  | Datalink, A Key | Spare
| DAQ | TS | I | RETN-CANWT-S |  | Bldn 1633A | 220 | TN |  | 2RR22H |  | Datalink, A Key | CANWT-S |  | Datalink, A Key | Spare
| DAQ | TS | I | RETN-CASWT-S |  | Bldn 1633A | 220 | TN |  | 2RR22H |  | Datalink, A Key | CASWT-S |  | Datalink, A Key | Spare
| DAQ | TS | I | RETN-CANET-S |  | Bldn 1633A | 220 | TN |  | 2RR22H |  | Datalink, A Key | CANET-S |  | Datalink, A Key | Spare
| DAQ | TS | I | RETN-CASET-S |  | Bldn 1633A | 220 | TN |  | 2RR22H |  | Datalink, A Key | CASET-S |  | Datalink, A Key | Spare
| DAQ | TS | I | RETN-EPNW-S |  | Bldn 1633A | 220 | TN |  | 2RR22H |  | Datalink, A Key | EPNW-S |  | Datalink, A Key | Spare
| DAQ | TS | I | RETN-EPSW-S |  | Bldn 1633A | 220 | TN |  | 2RR22H |  | Datalink, A Key | EPSW-S |  | Datalink, A Key | Spare
| DAQ | TS | I | RETN-EPNW-S |  | Bldn 1633A | 220 | TN |  | 2RR22H |  | Datalink, A Key | EPNW-S |  | Datalink, A Key | Spare
| DAQ | TS | I | RETN-EPNE-S |  | Bldn 1633A | 220 | TN |  | 2RR22H |  | Datalink, A Key | EPNE-S |  | Datalink, A Key | Spare

## Reset Cables
Number(6) | System(3) | Unit(2) | EW(1) | Function(12) | Route(3) | Type(10) | Length(6) | Color(2) | Date_Inst(11) | Location_1(40) | Drawing_1(6) | Connector_1(20) | Location_2(40) | Drawing_2(6) | Connecter_2(20) | Comments(40)
| DAQ |  |  | RSET-1-18C-T |  | Ol 3744-26 | 70 | GY |  | 1RR15E-B |  | RJ-11 | 1RR18C-T |  | RJ-11
| DAQ |  |  | RSET-1-18C-B |  | Ol 3744-26 | 70 | GY |  | 1RR15E-B |  | RJ-11 | 1RR18C-B |  | RJ-11
| DAQ |  |  | RSET-1-18D-T |  | Ol 3744-26 | 70 | GY |  | 1RR15E-B |  | RJ-11 | 1RR18D-T |  | RJ-11
| DAQ |  |  | RSET-1-18E-T |  | Ol 3744-26 | 70 | GY |  | 1RR15E-B |  | RJ-11 | 1RR18E-T |  | RJ-11
| DAQ |  |  | RSET-1-18F-T |  | Ol 3744-26 | 70 | GY |  | 1RR15E-B |  | RJ-11 | 1RR18F-T |  | RJ-11
| DAQ |  |  | RSET-1-18G-T |  | Ol 3744-26 | 70 | GY |  | 1RR15E-B |  | RJ-11 | 1RR18G-T |  | RJ-11
| DAQ |  |  | RSET-1-18H-T |  | Ol 3744-26 | 70 | GY |  | 1RR15E-B |  | RJ-11 | 1RR18H-T |  | RJ-11
| DAQ |  |  | RSET-1-18H-B |  | Ol 3744-26 | 70 | GY |  | 1RR15E-B |  | RJ-11 | 1RR18H-B |  | RJ-11
| DAQ |  |  | RSET-1-18I-T |  | Ol 3744-26 | 70 | GY |  | 1RR15E-B |  | RJ-11 | 1RR18I-T |  | RJ-11
| DAQ |  |  | RSET-1-18I-B |  | Ol 3744-26 | 70 | GY |  | 1RR15E-B |  | RJ-11 | 1RR18I-B |  | RJ-11
| DAQ |  |  | RSET-1-21C-T |  | Ol 3744-26 | 70 | GY |  | 1RR15E-B |  | RJ-11 | 1RR21C-T |  | RJ-11
| DAQ |  |  | RSET-1-21C-B |  | Ol 3744-26 | 70 | GY |  | 1RR15E-B |  | RJ-11 | 1RR21C-B |  | RJ-11
| DAQ |  |  | RSET-1-21D-T |  | Ol 3744-26 | 70 | GY |  | 1RR15E-B |  | RJ-11 | 1RR21D-T |  | RJ-11
| DAQ |  |  | RSET-1-21D-B |  | Ol 3744-26 | 70 | GY |  | 1RR15E-B |  | RJ-11 | 1RR21D-B |  | RJ-11
| DAQ |  |  | RSET-1-21E-T |  | Ol 3744-26 | 70 | GY |  | 1RR15E-B |  | RJ-11 | 1RR21E-T |  | RJ-11
| DAQ |  |  | RSET-1-21E-B |  | Ol 3744-26 | 70 | GY |  | 1RR15E-B |  | RJ-11 | 1RR21E-B |  | RJ-11
| DAQ |  |  | RSET-1-21F-T |  | Ol 3744-26 | 70 | GY |  | 1RR15E-B |  | RJ-11 | 1RR21F-T |  | RJ-11
| DAQ |  |  | RSET-1-21F-B |  | Ol 3744-26 | 70 | GY |  | 1RR15E-B |  | RJ-11 | 1RR21F-B |  | RJ-11
| DAQ |  |  | RSET-1-21G-T |  | Ol 3744-26 | 70 | GY |  | 1RR15E-B |  | RJ-11 | 1RR21G-T |  | RJ-11
| DAQ |  |  | RSET-1-21G-B |  | Ol 3744-26 | 70 | GY |  | 1RR15E-B |  | RJ-11 | 1RR21G-B |  | RJ-11
| DAQ |  |  | RSET-1-21H-T |  | Ol 3744-26 | 70 | GY |  | 1RR15E-B |  | RJ-11 | 1RR21H-T |  | RJ-11
| DAQ |  |  | RSET-1-21H-B |  | Ol 3744-26 | 70 | GY |  | 1RR15E-B |  | RJ-11 | 1RR21H-B |  | RJ-11
| DAQ |  |  | RSET-1-21I-T |  | Ol 3744-26 | 70 | GY |  | 1RR15E-B |  | RJ-11 | 1RR21I-T |  | RJ-11
| DAQ |  |  | RSET-1-21I-B |  | Ol 3744-26 | 70 | GY |  | 1RR15E-B |  | RJ-11 | 1RR21I-B |  | RJ-11
| DAQ |  |  | RSET-1-27D-T |  | Ol 3744-26 | 70 | GY |  | 1RR15E-B |  | RJ-11 | 1RR27D-T |  | RJ-11
| DAQ |  |  | RSET-1-27D-B |  | Ol 3744-26 | 70 | GY |  | 1RR15E-B |  | RJ-11 | 1RR27D-B |  | RJ-11
| DAQ |  |  | RSET-1-27E-T |  | Ol 3744-26 | 70 | GY |  | 1RR15E-B |  | RJ-11 | 1RR27E-T |  | RJ-11
| DAQ |  |  | RSET-1-27F-B |  | Ol 3744-26 | 70 | GY |  | 1RR15E-B |  | RJ-11 | 1RR27F-B |  | RJ-11
| DAQ |  |  | RSET-1-27G-T |  | Ol 3744-26 | 70 | GY |  | 1RR15E-B |  | RJ-11 | 1RR27G-T |  | RJ-11
| DAQ |  |  | RSET-1-27G-B |  | Ol 3744-26 | 70 | GY |  | 1RR15E-B |  | RJ-11 | 1RR27G-B |  | RJ-11
| DAQ |  |  | RSET-1-27H-T |  | Ol 3744-26 | 70 | GY |  | 1RR15E-B |  | RJ-11 | 1RR27H-T |  | RJ-11
| DAQ |  |  | RSET-1-27H-B |  | Ol 3744-26 | 70 | GY |  | 1RR15E-B |  | RJ-11 | 1RR27H-B |  | RJ-11
| DAQ |  |  | RSET-1-27I-T |  | Ol 3744-26 | 70 | GY |  | 1RR15E-B |  | RJ-11 | 1RR27I-T |  | RJ-11
| DAQ |  |  | RSET-1-27I-B |  | Ol 3744-26 | 70 | GY |  | 1RR15E-B |  | RJ-11 | 1RR27I-B |  | RJ-11
| DAQ |  |  | RSET-2-22F-T |  | Ol 3744-26 | 110 | GY |  | 1RR15E-B |  | RJ-11 | 2RR22F-T |  | RJ-11
| DAQ |  |  | RSET-2-22F-B |  | Ol 3744-26 | 110 | GY |  | 1RR15E-B |  | RJ-11 | 2RR22F-B |  | RJ-11
| DAQ |  |  | RSET-2-22G-T |  | Ol 3744-26 | 110 | GY |  | 1RR15E-B |  | RJ-11 | 2RR22G-T |  | RJ-11
| DAQ |  |  | RSET-2-22G-B |  | Ol 3744-26 | 110 | GY |  | 1RR15E-B |  | RJ-11 | 2RR22G-B |  | RJ-11
| DAQ |  |  | RSET-2-22H-T |  | Ol 3744-26 | 110 | GY |  | 1RR15E-B |  | RJ-11 | 2RR22H-T |  | RJ-11
| DAQ |  |  | RSET-2-22I-T |  | Ol 3744-26 | 110 | GY |  | 1RR15E-B |  | RJ-11 | 2RR22I-T |  | RJ-11
| DAQ |  |  | RSET-2-23C-T |  | Ol 3744-26 | 110 | GY |  | 1RR15E-B |  | RJ-11 | 2RR23C-T |  | RJ-11
| DAQ |  |  | RSET-2-23C-B |  | Ol 3744-26 | 110 | GY |  | 1RR15E-B |  | RJ-11 | 2RR23C-B |  | RJ-11
| DAQ |  |  | RSET-2-24C-T |  | Ol 3744-26 | 110 | GY |  | 1RR15E-B |  | RJ-11 | 2RR24C-T |  | RJ-11
| DAQ |  |  | RSET-2-24C-B |  | Ol 3744-26 | 110 | GY |  | 1RR15E-B |  | RJ-11 | 2RR24C-B |  | RJ-11
| DAQ |  |  | RSET-2-25C-T |  | Ol 3744-26 | 110 | GY |  | 1RR15E-B |  | RJ-11 | 2RR25C-T |  | RJ-11
| DAQ |  |  | RSET-2-25C-B |  | Ol 3744-26 | 110 | GY |  | 1RR15E-B |  | RJ-11 | 2RR25C-B |  | RJ-11
| DAQ |  |  | RSET-2-26C-T |  | Ol 3744-26 | 110 | GY |  | 1RR15E-B |  | RJ-11 | 2RR26C-T |  | RJ-11
| DAQ |  |  | RSET-2-26C-B |  | Ol 3744-26 | 110 | GY |  | 1RR15E-B |  | RJ-11 | 2RR26C-B |  | RJ-11
| DAQ |  |  | RSET-2-27C-T |  | Ol 3744-26 | 110 | GY |  | 1RR15E-B |  | RJ-11 | 2RR27C-T |  | RJ-11
| DAQ |  |  | RSET-2-27C-B |  | Ol 3744-26 | 110 | GY |  | 1RR15E-B |  | RJ-11 | 2RR27C-B |  | RJ-11
| DAQ |  |  | RSET-2-28C-T |  | Ol 3744-26 | 110 | GY |  | 1RR15E-B |  | RJ-11 | 2RR28C-T |  | RJ-11
| DAQ |  |  | RSET-2-28C-B |  | Ol 3744-26 | 110 | GY |  | 1RR15E-B |  | RJ-11 | 2RR28C-B |  | RJ-11
| DAQ |  |  | RSET-2-29C-T |  | Ol 3744-26 | 110 | GY |  | 1RR15E-B |  | RJ-11 | 2RR29C-T |  | RJ-11
| DAQ |  |  | RSET-2-30C-T |  | Ol 3744-26 | 110 | GY |  | 1RR15E-B |  | RJ-11 | 2RR30C-T |  | RJ-11
| DAQ |  |  | RSET-2-30C-B |  | Ol 3744-26 | 110 | GY |  | 1RR15E-B |  | RJ-11 | 2RR30C-B |  | RJ-11
| DAQ |  |  | RSET-2-35F-T |  | Ol 3744-26 | 110 | GY |  | 1RR15E-B |  | RJ-11 | 2RR35F-T |  | RJ-11
| DAQ |  |  | RSET-2-35F-B |  | Ol 3744-26 | 110 | GY |  | 1RR15E-B |  | RJ-11 | 2RR35F-B |  | RJ-11
| DAQ |  |  | RSET-2-35G-T |  | Ol 3744-26 | 110 | GY |  | 1RR15E-B |  | RJ-11 | 2RR35G-T |  | RJ-11
| DAQ |  |  | RSET-2-35G-B |  | Ol 3744-26 | 110 | GY |  | 1RR15E-B |  | RJ-11 | 2RR35G-B |  | RJ-11
| DAQ |  |  | RSET-2-35H-T |  | Ol 3744-26 | 110 | GY |  | 1RR15E-B |  | RJ-11 | 2RR35H-T |  | RJ-11
| DAQ |  |  | RSET-2-35H-B |  | Ol 3744-26 | 110 | GY |  | 1RR15E-B |  | RJ-11 | 2RR35H-B |  | RJ-11
| DAQ |  |  | RSET-2-35I-T |  | Ol 3744-26 | 110 | GY |  | 1RR15E-B |  | RJ-11 | 2RR35I-T |  | RJ-11
| DAQ |  |  | RSET-2-35I-B |  | Ol 3744-26 | 110 | GY |  | 1RR15E-B |  | RJ-11 | 2RR35I-B |  | RJ-11
| DAQ |  |  | RSET-CONWT-3 |  | Ol 3744-26 | 220 | GY |  | 1RR15E-B |  | RJ-11 | CONWT-3 |  | RJ-11
| DAQ |  |  | RSET-CONWT-2 |  | Ol 3744-26 | 220 | GY |  | 1RR15E-B |  | RJ-11 | CONWT-2 |  | RJ-11
| DAQ |  |  | RSET-CONWT-1 |  | Ol 3744-26 | 220 | GY |  | 1RR15E-B |  | RJ-11 | CONWT-1 |  | RJ-11
| DAQ |  |  | RSET-COSWT-1 |  | Ol 3744-26 | 220 | GY |  | 1RR15E-B |  | RJ-11 | COSWT-1 |  | RJ-11
| DAQ |  |  | RSET-COSWT-2 |  | Ol 3744-26 | 220 | GY |  | 1RR15E-B |  | RJ-11 | COSWT-2 |  | RJ-11
| DAQ |  |  | RSET-COSWT-3 |  | Ol 3744-26 | 220 | GY |  | 1RR15E-B |  | RJ-11 | COSWT-3 |  | RJ-11
| DAQ |  |  | RSET-COSWB-1 |  | Ol 3744-26 | 220 | GY |  | 1RR15E-B |  | RJ-11 | COSWB-1 |  | RJ-11
| DAQ |  |  | RSET-COSWB-2 |  | Ol 3744-26 | 220 | GY |  | 1RR15E-B |  | RJ-11 | COSWB-2 |  | RJ-11
| DAQ |  |  | RSET-CONWB-2 |  | Ol 3744-26 | 220 | GY |  | 1RR15E-B |  | RJ-11 | CONWB-2 |  | RJ-11
| DAQ |  |  | RSET-CONWB-1 |  | Ol 3744-26 | 220 | GY |  | 1RR15E-B |  | RJ-11 | CONWB-1 |  | RJ-11
| DAQ |  |  | RSET-CONET-3 |  | Ol 3744-26 | 220 | GY |  | 1RR15E-B |  | RJ-11 | CONET-3 |  | RJ-11
| DAQ |  |  | RSET-CONET-2 |  | Ol 3744-26 | 220 | GY |  | 1RR15E-B |  | RJ-11 | CONET-2 |  | RJ-11
| DAQ |  |  | RSET-CONET-1 |  | Ol 3744-26 | 220 | GY |  | 1RR15E-B |  | RJ-11 | CONET-1 |  | RJ-11
| DAQ |  |  | RSET-COSET-1 |  | Ol 3744-26 | 220 | GY |  | 1RR15E-B |  | RJ-11 | COSET-1 |  | RJ-11
| DAQ |  |  | RSET-COSET-2 |  | Ol 3744-26 | 220 | GY |  | 1RR15E-B |  | RJ-11 | COSET-2 |  | RJ-11
| DAQ |  |  | RSET-COSET-3 |  | Ol 3744-26 | 220 | GY |  | 1RR15E-B |  | RJ-11 | COSET-3 |  | RJ-11
| DAQ |  |  | RSET-COSEB-1 |  | Ol 3744-26 | 220 | GY |  | 1RR15E-B |  | RJ-11 | COSEB-1 |  | RJ-11
| DAQ |  |  | RSET-COSEB-2 |  | Ol 3744-26 | 220 | GY |  | 1RR15E-B |  | RJ-11 | COSEB-2 |  | RJ-11
| DAQ |  |  | RSET-CONEB-2 |  | Ol 3744-26 | 220 | GY |  | 1RR15E-B |  | RJ-11 | CONEB-2 |  | RJ-11
| DAQ |  |  | RSET-CONEB-1 |  | Ol 3744-26 | 220 | GY |  | 1RR15E-B |  | RJ-11 | CONEB-1 |  | RJ-11
| DAQ |  |  | RSET-CANWT-2 |  | Ol 3744-26 | 220 | GY |  | 1RR15E-B |  | RJ-11 | CANWT-2 |  | RJ-11
| DAQ |  |  | RSET-CANWT-1 |  | Ol 3744-26 | 220 | GY |  | 1RR15E-B |  | RJ-11 | CANWT-1 |  | RJ-11
| DAQ |  |  | RSET-CASWT-1 |  | Ol 3744-26 | 220 | GY |  | 1RR15E-B |  | RJ-11 | CASWT-1 |  | RJ-11
| DAQ |  |  | RSET-CASWT-2 |  | Ol 3744-26 | 220 | GY |  | 1RR15E-B |  | RJ-11 | CASWT-2 |  | RJ-11
| DAQ |  |  | RSET-CASWB-1 |  | Ol 3744-26 | 220 | GY |  | 1RR15E-B |  | RJ-11 | CASWB-1 |  | RJ-11
| DAQ |  |  | RSET-CASWB-2 |  | Ol 3744-26 | 220 | GY |  | 1RR15E-B |  | RJ-11 | CASWB-2 |  | RJ-11
| DAQ |  |  | RSET-CANWB-2 |  | Ol 3744-26 | 220 | GY |  | 1RR15E-B |  | RJ-11 | CANWB-2 |  | RJ-11
| DAQ |  |  | RSET-CANWB-1 |  | Ol 3744-26 | 220 | GY |  | 1RR15E-B |  | RJ-11 | CANWB-1 |  | RJ-11
| DAQ |  |  | RSET-CANET-2 |  | Ol 3744-26 | 220 | GY |  | 1RR15E-B |  | RJ-11 | CANET-2 |  | RJ-11
| DAQ |  |  | RSET-CANET-1 |  | Ol 3744-26 | 220 | GY |  | 1RR15E-B |  | RJ-11 | CANET-1 |  | RJ-11
| DAQ |  |  | RSET-CASET-1 |  | Ol 3744-26 | 220 | GY |  | 1RR15E-B |  | RJ-11 | CASET-1 |  | RJ-11
| DAQ |  |  | RSET-CASET-2 |  | Ol 3744-26 | 220 | GY |  | 1RR15E-B |  | RJ-11 | CASET-2 |  | RJ-11
| DAQ |  |  | RSET-CASEB-1 |  | Ol 3744-26 | 220 | GY |  | 1RR15E-B |  | RJ-11 | CASEB-1 |  | RJ-11
| DAQ |  |  | RSET-CASEB-2 |  | Ol 3744-26 | 220 | GY |  | 1RR15E-B |  | RJ-11 | CASEB-2 |  | RJ-11
| DAQ |  |  | RSET-CANEB-2 |  | Ol 3744-26 | 220 | GY |  | 1RR15E-B |  | RJ-11 | CANEB-2 |  | RJ-11
| DAQ |  |  | RSET-CANEB-1 |  | Ol 3744-26 | 220 | GY |  | 1RR15E-B |  | RJ-11 | CANEB-1 |  | RJ-11
| DAQ |  |  | RSET-EPNW-2 |  | Ol 3744-26 | 220 | GY |  | 1RR15E-B |  | RJ-11 | EPNW-2 |  | RJ-11
| DAQ |  |  | RSET-EPNW-1 |  | Ol 3744-26 | 220 | GY |  | 1RR15E-B |  | RJ-11 | EPNW-1 |  | RJ-11
| DAQ |  |  | RSET-EPSW-1 |  | Ol 3744-26 | 220 | GY |  | 1RR15E-B |  | RJ-11 | EPSW-1 |  | RJ-11
| DAQ |  |  | RSET-EPSW-2 |  | Ol 3744-26 | 220 | GY |  | 1RR15E-B |  | RJ-11 | EPSW-2 |  | RJ-11
| DAQ |  |  | RSET-EPSW-3 |  | Ol 3744-26 | 220 | GY |  | 1RR15E-B |  | RJ-11 | EPSW-3 |  | RJ-11
| DAQ |  |  | RSET-EPNW-3 |  | Ol 3744-26 | 220 | GY |  | 1RR15E-B |  | RJ-11 | EPNW-3 |  | RJ-11
| DAQ |  |  | RSET-EPNE-2 |  | Ol 3744-26 | 220 | GY |  | 1RR15E-B |  | RJ-11 | EPNE-2 |  | RJ-11
| DAQ |  |  | RSET-EPNE-1 |  | Ol 3744-26 | 220 | GY |  | 1RR15E-B |  | RJ-11 | EPNE-1 |  | RJ-11
| DAQ |  |  | RSET-EPSE-1 |  | Ol 3744-26 | 220 | GY |  | 1RR15E-B |  | RJ-11 | EPSE-1 |  | RJ-11
| DAQ |  |  | RSET-EPSE-2 |  | Ol 3744-26 | 220 | GY |  | 1RR15E-B |  | RJ-11 | EPSE-2 |  | RJ-11
| DAQ |  |  | RSET-EPSE-3 |  | Ol 3744-26 | 220 | GY |  | 1RR15E-B |  | RJ-11 | EPSE-3 |  | RJ-11
| DAQ |  |  | RSET-EPNE-3 |  | Ol 3744-26 | 220 | GY |  | 1RR15E-B |  | RJ-11 | EPNE-3 |  | RJ-11
| DAQ |  |  | RSET-CONWT-4 |  | Ol 3744-26 | 220 | GY |  | 1RR15E-B |  | RJ-11 | CONWT-4 |  | RJ-11
| DAQ |  |  | RSET-COSWT-4 |  | Ol 3744-26 | 220 | GY |  | 1RR15E-B |  | RJ-11 | COSWT-4 |  | RJ-11
| DAQ |  |  | RSET-COSWB-3 |  | Ol 3744-26 | 220 | GY |  | 1RR15E-B |  | RJ-11 | COSWB-3 |  | RJ-11
| DAQ |  |  | RSET-CONWB-3 |  | Ol 3744-26 | 220 | GY |  | 1RR15E-B |  | RJ-11 | CONWB-3 |  | RJ-11
| DAQ |  |  | RSET-CONET-4 |  | Ol 3744-26 | 220 | GY |  | 1RR15E-B |  | RJ-11 | CONET-4 |  | RJ-11
| DAQ |  |  | RSET-COSET-4 |  | Ol 3744-26 | 220 | GY |  | 1RR15E-B |  | RJ-11 | COSET-4 |  | RJ-11
| DAQ |  |  | RSET-COSEB-3 |  | Ol 3744-26 | 220 | GY |  | 1RR15E-B |  | RJ-11 | COSEB-3 |  | RJ-11
| DAQ |  |  | RSET-CONEB-3 |  | Ol 3744-26 | 220 | GY |  | 1RR15E-B |  | RJ-11 | CONEB-3 |  | RJ-11
| DAQ |  |  | RSET-SVNWT |  | Ol 3744-26 | 220 | GY |  | 1RR15E-B |  | RJ-11 | SVNWT |  | RJ-11
| DAQ |  |  | RSET-SVSWT |  | Ol 3744-26 | 220 | GY |  | 1RR15E-B |  | RJ-11 | SVSWT |  | RJ-11
| DAQ |  |  | RSET-SVSWB |  | Ol 3744-26 | 220 | GY |  | 1RR15E-B |  | RJ-11 | SVSWB |  | RJ-11
| DAQ |  |  | RSET-SVNWB |  | Ol 3744-26 | 220 | GY |  | 1RR15E-B |  | RJ-11 | SVNWB |  | RJ-11
| DAQ |  |  | RSET-SVNET |  | Ol 3744-26 | 220 | GY |  | 1RR15E-B |  | RJ-11 | SVNET |  | RJ-11
| DAQ |  |  | RSET-SVSET |  | Ol 3744-26 | 220 | GY |  | 1RR15E-B |  | RJ-11 | SVSET |  | RJ-11
| DAQ |  |  | RSET-SVSEB |  | Ol 3744-26 | 220 | GY |  | 1RR15E-B |  | RJ-11 | SVSEB |  | RJ-11
| DAQ |  |  | RSET-SVNEB |  | Ol 3744-26 | 220 | GY |  | 1RR15E-B |  | RJ-11 | SVNEB |  | RJ-11
| DAQ |  |  | RSET-CONWT-S |  | Ol 3744-26 | 220 | GY |  | 1RR15E-B |  | RJ-11 | CONWT-S |  | RJ-11
| DAQ |  |  | RSET-COSWT-S |  | Ol 3744-26 | 220 | GY |  | 1RR15E-B |  | RJ-11 | COSWT-S |  | RJ-11 | Spare
| DAQ |  |  | RSET-CONET-S |  | Ol 3744-26 | 220 | GY |  | 1RR15E-B |  | RJ-11 | CONET-S |  | RJ-11 | Spare
| DAQ |  |  | RSET-COSET-S |  | Ol 3744-26 | 220 | GY |  | 1RR15E-B |  | RJ-11 | COSET-S |  | RJ-11 | Spare
| DAQ |  |  | RSET-CANWT-S |  | Ol 3744-26 | 220 | GY |  | 1RR15E-B |  | RJ-11 | CANWT-S |  | RJ-11 | Spare
| DAQ |  |  | RSET-CASWT-S |  | Ol 3744-26 | 220 | GY |  | 1RR15E-B |  | RJ-11 | CASWT-S |  | RJ-11 | Spare
| DAQ |  |  | RSET-CANET-S |  | Ol 3744-26 | 220 | GY |  | 1RR15E-B |  | RJ-11 | CANET-S |  | RJ-11 | Spare
| DAQ |  |  | RSET-CASET-S |  | Ol 3744-26 | 220 | GY |  | 1RR15E-B |  | RJ-11 | CASET-S |  | RJ-11 | Spare
| DAQ |  |  | RSET-EPNW-S |  | Ol 3744-26 | 220 | GY |  | 1RR15E-B |  | RJ-11 | EPNW-S |  | RJ-11 | Spare
| DAQ |  |  | RSET-EPSW-S |  | Ol 3744-26 | 220 | GY |  | 1RR15E-B |  | RJ-11 | EPSW-S |  | RJ-11 | Spare
| DAQ |  |  | RSET-EPNW-S |  | Ol 3744-26 | 220 | GY |  | 1RR15E-B |  | RJ-11 | EPNW-S |  | RJ-11 | Spare
| DAQ |  |  | RSET-EPNE-S |  | Ol 3744-26 | 220 | GY |  | 1RR15E-B |  | RJ-11 | EPNE-S |  | RJ-11 | Spare
| DAQ |  |  | RSET-SVNWT-S |  | Ol 3744-26 | 220 | GY |  | 1RR15E-B |  | RJ-11 | SVNWT-S |  | RJ-11 | Spare
| DAQ |  |  | RSET-SVSWT-S |  | Ol 3744-26 | 220 | GY |  | 1RR15E-B |  | RJ-11 | SVSWT-S |  | RJ-11 | Spare
| DAQ |  |  | RSET-SVNET-S |  | Ol 3744-26 | 220 | GY |  | 1RR15E-B |  | RJ-11 | SVNET-S |  | RJ-11 | Spare
| DAQ |  |  | RSET-SVSET-S |  | Ol 3744-26 | 220 | GY |  | 1RR15E-B |  | RJ-11 | SVSET-S |  | RJ-11 | Spare

## Terminal Cables
Number(6) | System(3) | Unit(2) | EW(1) | Function(12) | Route(3) | Type(10) | Length(6) | Color(2) | Date_Inst(11) | Location_1(40) | Drawing_1(6) | Connector_1(20) | Location_2(40) | Drawing_2(6) | Connecter_2(20) | Comments(40)
| DAQ |  |  | TERM-1-18C-T |  | Bldn 1700A | 70 | GY |  | 1RR15D-B |  | RJ-45 | 1RR18C-T |  | RJ-45
| DAQ |  |  | TERM-1-18C-B |  | Bldn 1700A | 70 | GY |  | 1RR15D-B |  | RJ-45 | 1RR18C-B |  | RJ-45
| DAQ |  |  | TERM-1-18D-T |  | Bldn 1700A | 70 | GY |  | 1RR15D-B |  | RJ-45 | 1RR18D-T |  | RJ-45
TERM-1-18D-2
| DAQ |  |  | TERM-1-18E-T |  | Bldn 1700A | 70 | GY |  | 1RR15D-B |  | RJ-45 | 1RR18E-T |  | RJ-45
| DAQ |  |  | TERM-1-18F-T |  | Bldn 1700A | 70 | GY |  | 1RR15D-B |  | RJ-45 | 1RR18F-T |  | RJ-45
| DAQ |  |  | TERM-1-18G-T |  | Bldn 1700A | 70 | GY |  | 1RR15D-B |  | RJ-45 | 1RR18G-T |  | RJ-45
| DAQ |  |  | TERM-1-18H-T |  | Bldn 1700A | 70 | GY |  | 1RR15D-B |  | RJ-45 | 1RR18H-T |  | RJ-45
| DAQ |  |  | TERM-1-18H-B |  | Bldn 1700A | 70 | GY |  | 1RR15D-B |  | RJ-45 | 1RR18H-B |  | RJ-45
| DAQ |  |  | TERM-1-18I-T |  | Bldn 1700A | 70 | GY |  | 1RR15D-B |  | RJ-45 | 1RR18I-T |  | RJ-45
| DAQ |  |  | TERM-1-18I-B |  | Bldn 1700A | 70 | GY |  | 1RR15D-B |  | RJ-45 | 1RR18I-B |  | RJ-45
| DAQ |  |  | TERM-1-18I-2 |  | Bldn 1700A | 70 | GY |  | 1RR15D-B |  | RJ-45 | 1RR18I-B |  | RJ-45
| DAQ |  |  | TERM-1-21C-T |  | Bldn 1700A | 70 | GY |  | 1RR15D-B |  | RJ-45 | 1RR21C-T |  | RJ-45
| DAQ |  |  | TERM-1-21C-B |  | Bldn 1700A | 70 | GY |  | 1RR15D-B |  | RJ-45 | 1RR21C-B |  | RJ-45
| DAQ |  |  | TERM-1-21D-T |  | Bldn 1700A | 70 | GY |  | 1RR15D-B |  | RJ-45 | 1RR21D-T |  | RJ-45
| DAQ |  |  | TERM-1-21D-B |  | Bldn 1700A | 70 | GY |  | 1RR15D-B |  | RJ-45 | 1RR21D-B |  | RJ-45
| DAQ |  |  | TERM-1-21E-T |  | Bldn 1700A | 70 | GY |  | 1RR15D-B |  | RJ-45 | 1RR21E-T |  | RJ-45
| DAQ |  |  | TERM-1-21E-B |  | Bldn 1700A | 70 | GY |  | 1RR15D-B |  | RJ-45 | 1RR21E-B |  | RJ-45
| DAQ |  |  | TERM-1-21F-T |  | Bldn 1700A | 70 | GY |  | 1RR15D-B |  | RJ-45 | 1RR21F-T |  | RJ-45
| DAQ |  |  | TERM-1-21F-1 |  | Bldn 1700A | 70 | GY |  | 1RR15D-B |  | RJ-45 | 1RR21F-T |  | RJ-45
| DAQ |  |  | TERM-1-21F-B |  | Bldn 1700A | 70 | GY |  | 1RR15D-B |  | RJ-45 | 1RR21F-B |  | RJ-45
| DAQ |  |  | TERM-1-21F-2 |  | Bldn 1700A | 70 | GY |  | 1RR15D-B |  | RJ-45 | 1RR21F-B |  | RJ-45
| DAQ |  |  | TERM-1-21G-T |  | Bldn 1700A | 70 | GY |  | 1RR15D-B |  | RJ-45 | 1RR21G-T |  | RJ-45
| DAQ |  |  | TERM-1-21G-1 |  | Bldn 1700A | 70 | GY |  | 1RR15D-B |  | RJ-45 | 1RR21G-T |  | RJ-45
| DAQ |  |  | TERM-1-21G-B |  | Bldn 1700A | 70 | GY |  | 1RR15D-B |  | RJ-45 | 1RR21G-B |  | RJ-45
| DAQ |  |  | TERM-1-21G-2 |  | Bldn 1700A | 70 | GY |  | 1RR15D-B |  | RJ-45 | 1RR21G-B |  | RJ-45
| DAQ |  |  | TERM-1-21H-T |  | Bldn 1700A | 70 | GY |  | 1RR15D-B |  | RJ-45 | 1RR21H-T |  | RJ-45
| DAQ |  |  | TERM-1-21H-1 |  | Bldn 1700A | 70 | GY |  | 1RR15D-B |  | RJ-45 | 1RR21H-T |  | RJ-45
| DAQ |  |  | TERM-1-21H-B |  | Bldn 1700A | 70 | GY |  | 1RR15D-B |  | RJ-45 | 1RR21H-B |  | RJ-45
| DAQ |  |  | TERM-1-21H-2 |  | Bldn 1700A | 70 | GY |  | 1RR15D-B |  | RJ-45 | 1RR21H-B |  | RJ-45
| DAQ |  |  | TERM-1-21I-T |  | Bldn 1700A | 70 | GY |  | 1RR15D-B |  | RJ-45 | 1RR21I-T |  | RJ-45
| DAQ |  |  | TERM-1-21I-1 |  | Bldn 1700A | 70 | GY |  | 1RR15D-B |  | RJ-45 | 1RR21I-T |  | RJ-45
| DAQ |  |  | TERM-1-21I-B |  | Bldn 1700A | 70 | GY |  | 1RR15D-B |  | RJ-45 | 1RR21I-B |  | RJ-45
| DAQ |  |  | TERM-1-21I-2 |  | Bldn 1700A | 70 | GY |  | 1RR15D-B |  | RJ-45 | 1RR21I-B |  | RJ-45
| DAQ |  |  | TERM-1-27D-T |  | Bldn 1700A | 70 | GY |  | 1RR15D-B |  | RJ-45 | 1RR27D-T |  | RJ-45
| DAQ |  |  | TERM-1-27D-B |  | Bldn 1700A | 70 | GY |  | 1RR15D-B |  | RJ-45 | 1RR27D-B |  | RJ-45
| DAQ |  |  | TERM-1-27E-T |  | Bldn 1700A | 70 | GY |  | 1RR15D-B |  | RJ-45 | 1RR27E-T |  | RJ-45
| DAQ |  |  | TERM-1-27F-B |  | Bldn 1700A | 70 | GY |  | 1RR15D-B |  | RJ-45 | 1RR27F-B |  | RJ-45
| DAQ |  |  | TERM-1-27G-T |  | Bldn 1700A | 70 | GY |  | 1RR15D-B |  | RJ-45 | 1RR27G-T |  | RJ-45
| DAQ |  |  | TERM-1-27G-B |  | Bldn 1700A | 70 | GY |  | 1RR15D-B |  | RJ-45 | 1RR27G-B |  | RJ-45
| DAQ |  |  | TERM-1-27H-T |  | Bldn 1700A | 70 | GY |  | 1RR15D-B |  | RJ-45 | 1RR27H-T |  | RJ-45
| DAQ |  |  | TERM-1-27H-B |  | Bldn 1700A | 70 | GY |  | 1RR15D-B |  | RJ-45 | 1RR27H-B |  | RJ-45
| DAQ |  |  | TERM-1-27I-T |  | Bldn 1700A | 70 | GY |  | 1RR15D-B |  | RJ-45 | 1RR27I-T |  | RJ-45
| DAQ |  |  | TERM-1-27I-B |  | Bldn 1700A | 70 | GY |  | 1RR15D-B |  | RJ-45 | 1RR27I-B |  | RJ-45
| DAQ |  |  | TERM-2-22F-T |  | Bldn 1700A | 110 | GY |  | 1RR15D-B |  | RJ-45 | 2RR22F-T |  | RJ-45
| DAQ |  |  | TERM-2-22F-B |  | Bldn 1700A | 110 | GY |  | 1RR15D-B |  | RJ-45 | 2RR22F-B |  | RJ-45
| DAQ |  |  | TERM-2-22G-T |  | Bldn 1700A | 110 | GY |  | 1RR15D-B |  | RJ-45 | 2RR22G-T |  | RJ-45
| DAQ |  |  | TERM-2-22G-B |  | Bldn 1700A | 110 | GY |  | 1RR15D-B |  | RJ-45 | 2RR22G-B |  | RJ-45
| DAQ |  |  | TERM-2-22H-T |  | Bldn 1700A | 110 | GY |  | 1RR15D-B |  | RJ-45 | 2RR22H-T |  | RJ-45
| DAQ |  |  | TERM-2-22I-T |  | Bldn 1700A | 110 | GY |  | 1RR15D-B |  | RJ-45 | 2RR22I-T |  | RJ-45
| DAQ |  |  | TERM-2-23C-T |  | Bldn 1700A | 110 | GY |  | 1RR15D-B |  | RJ-45 | 2RR23C-T |  | RJ-45
| DAQ |  |  | TERM-2-23C-B |  | Bldn 1700A | 110 | GY |  | 1RR15D-B |  | RJ-45 | 2RR23C-B |  | RJ-45
| DAQ |  |  | TERM-2-24C-T |  | Bldn 1700A | 110 | GY |  | 1RR15D-B |  | RJ-45 | 2RR24C-T |  | RJ-45
| DAQ |  |  | TERM-2-24C-B |  | Bldn 1700A | 110 | GY |  | 1RR15D-B |  | RJ-45 | 2RR24C-B |  | RJ-45
| DAQ |  |  | TERM-2-25C-T |  | Bldn 1700A | 110 | GY |  | 1RR15D-B |  | RJ-45 | 2RR25C-T |  | RJ-45
| DAQ |  |  | TERM-2-25C-B |  | Bldn 1700A | 110 | GY |  | 1RR15D-B |  | RJ-45 | 2RR25C-B |  | RJ-45
| DAQ |  |  | TERM-2-26C-T |  | Bldn 1700A | 110 | GY |  | 1RR15D-B |  | RJ-45 | 2RR26C-T |  | RJ-45
| DAQ |  |  | TERM-2-26C-B |  | Bldn 1700A | 110 | GY |  | 1RR15D-B |  | RJ-45 | 2RR26C-B |  | RJ-45
| DAQ |  |  | TERM-2-27C-T |  | Bldn 1700A | 110 | GY |  | 1RR15D-B |  | RJ-45 | 2RR27C-T |  | RJ-45
| DAQ |  |  | TERM-2-27C-B |  | Bldn 1700A | 110 | GY |  | 1RR15D-B |  | RJ-45 | 2RR27C-B |  | RJ-45
| DAQ |  |  | TERM-2-28C-T |  | Bldn 1700A | 110 | GY |  | 1RR15D-B |  | RJ-45 | 2RR28C-T |  | RJ-45
| DAQ |  |  | TERM-2-28C-B |  | Bldn 1700A | 110 | GY |  | 1RR15D-B |  | RJ-45 | 2RR28C-B |  | RJ-45
| DAQ |  |  | TERM-2-29C-T |  | Bldn 1700A | 110 | GY |  | 1RR15D-B |  | RJ-45 | 2RR29C-T |  | RJ-45
| DAQ |  |  | TERM-2-30C-T |  | Bldn 1700A | 110 | GY |  | 1RR15D-B |  | RJ-45 | 2RR30C-T |  | RJ-45
| DAQ |  |  | TERM-2-30C-B |  | Bldn 1700A | 110 | GY |  | 1RR15D-B |  | RJ-45 | 2RR30C-B |  | RJ-45
| DAQ |  |  | TERM-2-35F-T |  | Bldn 1700A | 110 | GY |  | 1RR15D-B |  | RJ-45 | 2RR35F-T |  | RJ-45
| DAQ |  |  | TERM-2-35F-B |  | Bldn 1700A | 110 | GY |  | 1RR15D-B |  | RJ-45 | 2RR35F-B |  | RJ-45
| DAQ |  |  | TERM-2-35G-T |  | Bldn 1700A | 110 | GY |  | 1RR15D-B |  | RJ-45 | 2RR35G-T |  | RJ-45
| DAQ |  |  | TERM-2-35G-B |  | Bldn 1700A | 110 | GY |  | 1RR15D-B |  | RJ-45 | 2RR35G-B |  | RJ-45
| DAQ |  |  | TERM-2-35H-T |  | Bldn 1700A | 110 | GY |  | 1RR15D-B |  | RJ-45 | 2RR35H-T |  | RJ-45
| DAQ |  |  | TERM-2-35H-B |  | Bldn 1700A | 110 | GY |  | 1RR15D-B |  | RJ-45 | 2RR35H-B |  | RJ-45
| DAQ |  |  | TERM-2-35I-T |  | Bldn 1700A | 110 | GY |  | 1RR15D-B |  | RJ-45 | 2RR35I-T |  | RJ-45
| DAQ |  |  | TERM-2-35I-B |  | Bldn 1700A | 110 | GY |  | 1RR15D-B |  | RJ-45 | 2RR35I-B |  | RJ-45
| DAQ |  |  | TERM-CONWT-3 |  | Bldn 1700A | 220 | GY |  | 1RR15D-B |  | RJ-45 | CONWT-3 |  | RJ-45
| DAQ |  |  | TERM-CONWT-2 |  | Bldn 1700A | 220 | GY |  | 1RR15D-B |  | RJ-45 | CONWT-2 |  | RJ-45
| DAQ |  |  | TERM-CONWT-1 |  | Bldn 1700A | 220 | GY |  | 1RR15D-B |  | RJ-45 | CONWT-1 |  | RJ-45
| DAQ |  |  | TERM-COSWT-1 |  | Bldn 1700A | 220 | GY |  | 1RR15D-B |  | RJ-45 | COSWT-1 |  | RJ-45
| DAQ |  |  | TERM-COSWT-2 |  | Bldn 1700A | 220 | GY |  | 1RR15D-B |  | RJ-45 | COSWT-2 |  | RJ-45
| DAQ |  |  | TERM-COSWT-3 |  | Bldn 1700A | 220 | GY |  | 1RR15D-B |  | RJ-45 | COSWT-3 |  | RJ-45
| DAQ |  |  | TERM-COSWB-1 |  | Bldn 1700A | 220 | GY |  | 1RR15D-B |  | RJ-45 | COSWB-1 |  | RJ-45
| DAQ |  |  | TERM-COSWB-2 |  | Bldn 1700A | 220 | GY |  | 1RR15D-B |  | RJ-45 | COSWB-2 |  | RJ-45
| DAQ |  |  | TERM-CONWB-2 |  | Bldn 1700A | 220 | GY |  | 1RR15D-B |  | RJ-45 | CONWB-2 |  | RJ-45
| DAQ |  |  | TERM-CONWB-1 |  | Bldn 1700A | 220 | GY |  | 1RR15D-B |  | RJ-45 | CONWB-1 |  | RJ-45
| DAQ |  |  | TERM-CONET-3 |  | Bldn 1700A | 220 | GY |  | 1RR15D-B |  | RJ-45 | CONET-3 |  | RJ-45
| DAQ |  |  | TERM-CONET-2 |  | Bldn 1700A | 220 | GY |  | 1RR15D-B |  | RJ-45 | CONET-2 |  | RJ-45
| DAQ |  |  | TERM-CONET-1 |  | Bldn 1700A | 220 | GY |  | 1RR15D-B |  | RJ-45 | CONET-1 |  | RJ-45
| DAQ |  |  | TERM-COSET-1 |  | Bldn 1700A | 220 | GY |  | 1RR15D-B |  | RJ-45 | COSET-1 |  | RJ-45
| DAQ |  |  | TERM-COSET-2 |  | Bldn 1700A | 220 | GY |  | 1RR15D-B |  | RJ-45 | COSET-2 |  | RJ-45
| DAQ |  |  | TERM-COSET-3 |  | Bldn 1700A | 220 | GY |  | 1RR15D-B |  | RJ-45 | COSET-3 |  | RJ-45
| DAQ |  |  | TERM-COSEB-1 |  | Bldn 1700A | 220 | GY |  | 1RR15D-B |  | RJ-45 | COSEB-1 |  | RJ-45
| DAQ |  |  | TERM-COSEB-2 |  | Bldn 1700A | 220 | GY |  | 1RR15D-B |  | RJ-45 | COSEB-2 |  | RJ-45
| DAQ |  |  | TERM-CONEB-2 |  | Bldn 1700A | 220 | GY |  | 1RR15D-B |  | RJ-45 | CONEB-2 |  | RJ-45
| DAQ |  |  | TERM-CONEB-1 |  | Bldn 1700A | 220 | GY |  | 1RR15D-B |  | RJ-45 | CONEB-1 |  | RJ-45
| DAQ |  |  | TERM-CANWT-2 |  | Bldn 1700A | 220 | GY |  | 1RR15D-B |  | RJ-45 | CANWT-2 |  | RJ-45
| DAQ |  |  | TERM-CANWT-1 |  | Bldn 1700A | 220 | GY |  | 1RR15D-B |  | RJ-45 | CANWT-1 |  | RJ-45
| DAQ |  |  | TERM-CASWT-1 |  | Bldn 1700A | 220 | GY |  | 1RR15D-B |  | RJ-45 | CASWT-1 |  | RJ-45
| DAQ |  |  | TERM-CASWT-2 |  | Bldn 1700A | 220 | GY |  | 1RR15D-B |  | RJ-45 | CASWT-2 |  | RJ-45
| DAQ |  |  | TERM-CASWB-1 |  | Bldn 1700A | 220 | GY |  | 1RR15D-B |  | RJ-45 | CASWB-1 |  | RJ-45
| DAQ |  |  | TERM-CASWB-2 |  | Bldn 1700A | 220 | GY |  | 1RR15D-B |  | RJ-45 | CASWB-2 |  | RJ-45
| DAQ |  |  | TERM-CANWB-2 |  | Bldn 1700A | 220 | GY |  | 1RR15D-B |  | RJ-45 | CANWB-2 |  | RJ-45
| DAQ |  |  | TERM-CANWB-1 |  | Bldn 1700A | 220 | GY |  | 1RR15D-B |  | RJ-45 | CANWB-1 |  | RJ-45
| DAQ |  |  | TERM-CANET-2 |  | Bldn 1700A | 220 | GY |  | 1RR15D-B |  | RJ-45 | CANET-2 |  | RJ-45
| DAQ |  |  | TERM-CANET-1 |  | Bldn 1700A | 220 | GY |  | 1RR15D-B |  | RJ-45 | CANET-1 |  | RJ-45
| DAQ |  |  | TERM-CASET-1 |  | Bldn 1700A | 220 | GY |  | 1RR15D-B |  | RJ-45 | CASET-1 |  | RJ-45
| DAQ |  |  | TERM-CASET-2 |  | Bldn 1700A | 220 | GY |  | 1RR15D-B |  | RJ-45 | CASET-2 |  | RJ-45
| DAQ |  |  | TERM-CASEB-1 |  | Bldn 1700A | 220 | GY |  | 1RR15D-B |  | RJ-45 | CASEB-1 |  | RJ-45
| DAQ |  |  | TERM-CASEB-2 |  | Bldn 1700A | 220 | GY |  | 1RR15D-B |  | RJ-45 | CASEB-2 |  | RJ-45
| DAQ |  |  | TERM-CANEB-2 |  | Bldn 1700A | 220 | GY |  | 1RR15D-B |  | RJ-45 | CANEB-2 |  | RJ-45
| DAQ |  |  | TERM-CANEB-1 |  | Bldn 1700A | 220 | GY |  | 1RR15D-B |  | RJ-45 | CANEB-1 |  | RJ-45
| DAQ |  |  | TERM-EPNW-2 |  | Bldn 1700A | 220 | GY |  | 1RR15D-B |  | RJ-45 | EPNW-2 |  | RJ-45
| DAQ |  |  | TERM-EPNW-1 |  | Bldn 1700A | 220 | GY |  | 1RR15D-B |  | RJ-45 | EPNW-1 |  | RJ-45
| DAQ |  |  | TERM-EPSW-1 |  | Bldn 1700A | 220 | GY |  | 1RR15D-B |  | RJ-45 | EPSW-1 |  | RJ-45
| DAQ |  |  | TERM-EPSW-2 |  | Bldn 1700A | 220 | GY |  | 1RR15D-B |  | RJ-45 | EPSW-2 |  | RJ-45
| DAQ |  |  | TERM-EPSW-3 |  | Bldn 1700A | 220 | GY |  | 1RR15D-B |  | RJ-45 | EPSW-3 |  | RJ-45
| DAQ |  |  | TERM-EPNW-3 |  | Bldn 1700A | 220 | GY |  | 1RR15D-B |  | RJ-45 | EPNW-3 |  | RJ-45
| DAQ |  |  | TERM-EPNE-2 |  | Bldn 1700A | 220 | GY |  | 1RR15D-B |  | RJ-45 | EPNE-2 |  | RJ-45
| DAQ |  |  | TERM-EPNE-1 |  | Bldn 1700A | 220 | GY |  | 1RR15D-B |  | RJ-45 | EPNE-1 |  | RJ-45
| DAQ |  |  | TERM-EPSE-1 |  | Bldn 1700A | 220 | GY |  | 1RR15D-B |  | RJ-45 | EPSE-1 |  | RJ-45
| DAQ |  |  | TERM-EPSE-2 |  | Bldn 1700A | 220 | GY |  | 1RR15D-B |  | RJ-45 | EPSE-2 |  | RJ-45
| DAQ |  |  | TERM-EPSE-3 |  | Bldn 1700A | 220 | GY |  | 1RR15D-B |  | RJ-45 | EPSE-3 |  | RJ-45
| DAQ |  |  | TERM-EPNE-3 |  | Bldn 1700A | 220 | GY |  | 1RR15D-B |  | RJ-45 | EPNE-3 |  | RJ-45
| DAQ |  |  | TERM-CONWT-4 |  | Bldn 1700A | 220 | GY |  | 1RR15D-B |  | RJ-45 | CONWT-4 |  | RJ-45
| DAQ |  |  | TERM-COSWT-4 |  | Bldn 1700A | 220 | GY |  | 1RR15D-B |  | RJ-45 | COSWT-4 |  | RJ-45
| DAQ |  |  | TERM-COSWB-3 |  | Bldn 1700A | 220 | GY |  | 1RR15D-B |  | RJ-45 | COSWB-3 |  | RJ-45
| DAQ |  |  | TERM-CONWB-3 |  | Bldn 1700A | 220 | GY |  | 1RR15D-B |  | RJ-45 | CONWB-3 |  | RJ-45
| DAQ |  |  | TERM-CONET-4 |  | Bldn 1700A | 220 | GY |  | 1RR15D-B |  | RJ-45 | CONET-4 |  | RJ-45
| DAQ |  |  | TERM-COSET-4 |  | Bldn 1700A | 220 | GY |  | 1RR15D-B |  | RJ-45 | COSET-4 |  | RJ-45
| DAQ |  |  | TERM-COSEB-3 |  | Bldn 1700A | 220 | GY |  | 1RR15D-B |  | RJ-45 | COSEB-3 |  | RJ-45
| DAQ |  |  | TERM-CONEB-3 |  | Bldn 1700A | 220 | GY |  | 1RR15D-B |  | RJ-45 | CONEB-3 |  | RJ-45
| DAQ |  |  | TERM-SVNWT |  | Bldn 1700A | 220 | GY |  | 1RR15D-B |  | RJ-45 | SVNWT |  | RJ-45
| DAQ |  |  | TERM-SVSWT |  | Bldn 1700A | 220 | GY |  | 1RR15D-B |  | RJ-45 | SVSWT |  | RJ-45
| DAQ |  |  | TERM-SVSWB |  | Bldn 1700A | 220 | GY |  | 1RR15D-B |  | RJ-45 | SVSWB |  | RJ-45
| DAQ |  |  | TERM-SVNWB |  | Bldn 1700A | 220 | GY |  | 1RR15D-B |  | RJ-45 | SVNWB |  | RJ-45
| DAQ |  |  | TERM-SVNET |  | Bldn 1700A | 220 | GY |  | 1RR15D-B |  | RJ-45 | SVNET |  | RJ-45
| DAQ |  |  | TERM-SVSET |  | Bldn 1700A | 220 | GY |  | 1RR15D-B |  | RJ-45 | SVSET |  | RJ-45
| DAQ |  |  | TERM-SVSEB |  | Bldn 1700A | 220 | GY |  | 1RR15D-B |  | RJ-45 | SVSEB |  | RJ-45
| DAQ |  |  | TERM-SVNEB |  | Bldn 1700A | 220 | GY |  | 1RR15D-B |  | RJ-45 | SVNEB |  | RJ-45
| DAQ |  |  | TERM-CONWT-S |  | Bldn 1700A | 220 | GY |  | 1RR15D-B |  | RJ-45 | CONWT-S |  | RJ-45
| DAQ |  |  | TERM-COSWT-S |  | Bldn 1700A | 220 | GY |  | 1RR15D-B |  | RJ-45 | COSWT-S |  | RJ-45
| DAQ |  |  | TERM-CONET-S |  | Bldn 1700A | 220 | GY |  | 1RR15D-B |  | RJ-45 | CONET-S |  | RJ-45
| DAQ |  |  | TERM-COSET-S |  | Bldn 1700A | 220 | GY |  | 1RR15D-B |  | RJ-45 | COSET-S |  | RJ-45
| DAQ |  |  | TERM-CANWT-S |  | Bldn 1700A | 220 | GY |  | 1RR15D-B |  | RJ-45 | CANWT-S |  | RJ-45
| DAQ |  |  | TERM-CASWT-S |  | Bldn 1700A | 220 | GY |  | 1RR15D-B |  | RJ-45 | CASWT-S |  | RJ-45
| DAQ |  |  | TERM-CANET-S |  | Bldn 1700A | 220 | GY |  | 1RR15D-B |  | RJ-45 | CANET-S |  | RJ-45
| DAQ |  |  | TERM-CASET-S |  | Bldn 1700A | 220 | GY |  | 1RR15D-B |  | RJ-45 | CASET-S |  | RJ-45
| DAQ |  |  | TERM-EPNW-S |  | Bldn 1700A | 220 | GY |  | 1RR15D-B |  | RJ-45 | EPNW-S |  | RJ-45
| DAQ |  |  | TERM-EPSW-S |  | Bldn 1700A | 220 | GY |  | 1RR15D-B |  | RJ-45 | EPSW-S |  | RJ-45
| DAQ |  |  | TERM-EPNW-S |  | Bldn 1700A | 220 | GY |  | 1RR15D-B |  | RJ-45 | EPNW-S |  | RJ-45
| DAQ |  |  | TERM-EPNE-S |  | Bldn 1700A | 220 | GY |  | 1RR15D-B |  | RJ-45 | EPNE-S |  | RJ-45
| DAQ |  |  | TERM-SVNWT-S |  | Bldn 1700A | 220 | GY |  | 1RR15D-B |  | RJ-45 | SVNWT-S |  | RJ-45
| DAQ |  |  | TERM-SVSWT-S |  | Bldn 1700A | 220 | GY |  | 1RR15D-B |  | RJ-45 | SVSWT-S |  | RJ-45
| DAQ |  |  | TERM-SVNET-S |  | Bldn 1700A | 220 | GY |  | 1RR15D-B |  | RJ-45 | SVNET-S |  | RJ-45
| DAQ |  |  | TERM-SVSET-S |  | Bldn 1700A | 220 | GY |  | 1RR15D-B |  | RJ-45 | SVSET-S |  | RJ-45

## Clock Fanouts
Number(6) | System(3) | Unit(2) | EW(1) | Function(12) | Route(3) | Type(10) | Length(6) | Color(2) | Date_Inst(11) | Location_1(40) | Drawing_1(6) | Connector_1(20) | Location_2(40) | Drawing_2(6) | Connecter_2(20) | Comments(40)
| CLK |  |  | FANO-1-18C-T |  | Bldn 1633A | 65 | OR |  | 1RR15E-T |  | Datalink, C Key | 1RR18C-T |  | Datalink, C Key
| CLK |  |  | FANO-1-18C-B |  | Bldn 1633A | 65 | OR |  | 1RR15E-T |  | Datalink, C Key | 1RR18C-B |  | Datalink, C Key
| CLK |  |  | FANO-1-18D-T |  | Bldn 1633A | 65 | OR |  | 1RR15E-T |  | Datalink, C Key | 1RR18D-T |  | Datalink, C Key
| CLK |  |  | FANO-1-18E-T |  | Bldn 1633A | 65 | OR |  | 1RR15E-T |  | Datalink, C Key | 1RR18E-T |  | Datalink, C Key
| CLK |  |  | FANO-1-18F-T |  | Bldn 1633A | 65 | OR |  | 1RR15E-T |  | Datalink, C Key | 1RR18F-T |  | Datalink, C Key
| CLK |  |  | FANO-1-18G-T |  | Bldn 1633A | 65 | OR |  | 1RR15E-T |  | Datalink, C Key | 1RR18G-T |  | Datalink, C Key
| CLK |  |  | FANO-1-18H-T |  | Bldn 1633A | 65 | OR |  | 1RR15E-T |  | Datalink, C Key | 1RR18H-T |  | Datalink, C Key
| CLK |  |  | FANO-1-18H-B |  | Bldn 1633A | 65 | OR |  | 1RR15E-T |  | Datalink, C Key | 1RR18H-B |  | Datalink, C Key
| CLK |  |  | FANO-1-18I-T |  | Bldn 1633A | 65 | OR |  | 1RR15E-T |  | Datalink, C Key | 1RR18I-T |  | Datalink, C Key
| CLK |  |  | FANO-1-21G-T |  | Bldn 1633A | 65 | OR |  | 1RR15E-T |  | Datalink, C Key | 1RR21G-T |  | Datalink, C Key
| CLK |  |  | FANO-1-27D-T |  | Bldn 1633A | 65 | OR |  | 1RR15E-T |  | Datalink, C Key | 1RR27D-T |  | Datalink, C Key
| CLK |  |  | FANO-1-27D-B |  | Bldn 1633A | 65 | OR |  | 1RR15E-T |  | Datalink, C Key | 1RR27D-B |  | Datalink, C Key
| CLK |  |  | FANO-1-27E-T |  | Bldn 1633A | 65 | OR |  | 1RR15E-T |  | Datalink, C Key | 1RR27E-T |  | Datalink, C Key
| CLK |  |  | FANO-1-27F-B |  | Bldn 1633A | 65 | OR |  | 1RR15E-T |  | Datalink, C Key | 1RR27F-B |  | Datalink, C Key
| CLK |  |  | FANO-1-27G-T |  | Bldn 1633A | 65 | OR |  | 1RR15E-T |  | Datalink, C Key | 1RR27G-T |  | Datalink, C Key
| CLK |  |  | FANO-1-27G-B |  | Bldn 1633A | 65 | OR |  | 1RR15E-T |  | Datalink, C Key | 1RR27G-B |  | Datalink, C Key
| CLK |  |  | FANO-1-27H-T |  | Bldn 1633A | 65 | OR |  | 1RR15E-T |  | Datalink, C Key | 1RR27H-T |  | Datalink, C Key
| CLK |  |  | FANO-1-27H-B |  | Bldn 1633A | 65 | OR |  | 1RR15E-T |  | Datalink, C Key | 1RR27H-B |  | Datalink, C Key
| CLK |  |  | FANO-1-27I-T |  | Bldn 1633A | 65 | OR |  | 1RR15E-T |  | Datalink, C Key | 1RR27I-T |  | Datalink, C Key
| CLK |  |  | FANO-1-27I-B |  | Bldn 1633A | 65 | OR |  | 1RR15E-T |  | Datalink, C Key | 1RR27I-B |  | Datalink, C Key
| CLK |  |  | FANO-2-22F-T |  | Bldn 1633A | 65 | OR |  | 2RR22H-B |  | Datalink, C Key | 2RR22F-T |  | Datalink, C Key
| CLK |  |  | FANO-2-22F-B |  | Bldn 1633A | 65 | OR |  | 2RR22H-B |  | Datalink, C Key | 2RR22F-B |  | Datalink, C Key
| CLK |  |  | FANO-2-22G-T |  | Bldn 1633A | 65 | OR |  | 2RR22H-B |  | Datalink, C Key | 2RR22G-T |  | Datalink, C Key
| CLK |  |  | FANO-2-23C-T |  | Bldn 1633A | 65 | OR |  | 2RR22H-B |  | Datalink, C Key | 2RR23C-T |  | Datalink, C Key
| CLK |  |  | FANO-2-23C-B |  | Bldn 1633A | 65 | OR |  | 2RR22H-B |  | Datalink, C Key | 2RR23C-B |  | Datalink, C Key
| CLK |  |  | FANO-2-24C-T |  | Bldn 1633A | 65 | OR |  | 2RR22H-B |  | Datalink, C Key | 2RR24C-T |  | Datalink, C Key
| CLK |  |  | FANO-2-24C-B |  | Bldn 1633A | 65 | OR |  | 2RR22H-B |  | Datalink, C Key | 2RR24C-B |  | Datalink, C Key
| CLK |  |  | FANO-2-25C-T |  | Bldn 1633A | 65 | OR |  | 2RR22H-B |  | Datalink, C Key | 2RR25C-T |  | Datalink, C Key
| CLK |  |  | FANO-2-25C-B |  | Bldn 1633A | 65 | OR |  | 2RR22H-B |  | Datalink, C Key | 2RR25C-B |  | Datalink, C Key
| CLK |  |  | FANO-2-26C-T |  | Bldn 1633A | 65 | OR |  | 2RR22H-B |  | Datalink, C Key | 2RR26C-T |  | Datalink, C Key
| CLK |  |  | FANO-2-26C-B |  | Bldn 1633A | 65 | OR |  | 2RR22H-B |  | Datalink, C Key | 2RR26C-B |  | Datalink, C Key
| CLK |  |  | FANO-2-27C-T |  | Bldn 1633A | 65 | OR |  | 2RR22H-B |  | Datalink, C Key | 2RR27C-T |  | Datalink, C Key
| CLK |  |  | FANO-2-27C-B |  | Bldn 1633A | 65 | OR |  | 2RR22H-B |  | Datalink, C Key | 2RR27C-B |  | Datalink, C Key
| CLK |  |  | FANO-2-28C-T |  | Bldn 1633A | 65 | OR |  | 2RR22H-B |  | Datalink, C Key | 2RR28C-T |  | Datalink, C Key
| CLK |  |  | FANO-2-28C-B |  | Bldn 1633A | 65 | OR |  | 2RR22H-B |  | Datalink, C Key | 2RR28C-B |  | Datalink, C Key
| CLK |  |  | FANO-2-29C-T |  | Bldn 1633A | 65 | OR |  | 2RR22H-B |  | Datalink, C Key | 2RR29C-T |  | Datalink, C Key
| CLK |  |  | FANO-2-30C-T |  | Bldn 1633A | 65 | OR |  | 2RR22H-B |  | Datalink, C Key | 2RR30C-T |  | Datalink, C Key
| CLK |  |  | FANO-2-30C-B |  | Bldn 1633A | 65 | OR |  | 2RR22H-B |  | Datalink, C Key | 2RR30C-B |  | Datalink, C Key
| CLK |  |  | FANO-2-35F-T |  | Bldn 1633A | 65 | OR |  | 2RR34C-B |  | Datalink, C Key | 2RR35F-T |  | Datalink, C Key
| CLK |  |  | FANO-2-35F-B |  | Bldn 1633A | 65 | OR |  | 2RR34C-B |  | Datalink, C Key | 2RR35F-B |  | Datalink, C Key
| CLK |  |  | FANO-2-35G-T |  | Bldn 1633A | 65 | OR |  | 2RR34C-B |  | Datalink, C Key | 2RR35G-T |  | Datalink, C Key
| CLK |  |  | FANO-2-35G-B |  | Bldn 1633A | 65 | OR |  | 2RR34C-B |  | Datalink, C Key | 2RR35G-B |  | Datalink, C Key
| CLK |  |  | FANO-2-35H-T |  | Bldn 1633A | 65 | OR |  | 2RR34C-B |  | Datalink, C Key | 2RR35H-T |  | Datalink, C Key
| CLK |  |  | FANO-2-35H-B |  | Bldn 1633A | 65 | OR |  | 2RR34C-B |  | Datalink, C Key | 2RR35H-B |  | Datalink, C Key
| CLK |  |  | FANO-2-35I-T |  | Bldn 1633A | 65 | OR |  | 2RR34C-B |  | Datalink, C Key | 2RR35I-T |  | Datalink, C Key
| CLK |  |  | FANO-2-35I-B |  | Bldn 1633A | 65 | OR |  | 2RR34C-B |  | Datalink, C Key | 2RR35I-B |  | Datalink, C Key
| CLK |  |  | FANO-CONWT-3 |  | Bldn 1633A | 65 | OR |  | Wall NWT |  | Datalink, C Key | CONWT-3 |  | Datalink, C Key
| CLK |  |  | FANO-CONWT-2 |  | Bldn 1633A | 65 | OR |  | Wall NWT |  | Datalink, C Key | CONWT-2 |  | Datalink, C Key
| CLK |  |  | FANO-CONWT-1 |  | Bldn 1633A | 65 | OR |  | Wall NWT |  | Datalink, C Key | CONWT-1 |  | Datalink, C Key
| CLK |  |  | FANO-COSWT-1 |  | Bldn 1633A | 65 | OR |  | Wall SWT |  | Datalink, C Key | COSWT-1 |  | Datalink, C Key
| CLK |  |  | FANO-COSWT-2 |  | Bldn 1633A | 65 | OR |  | Wall SWT |  | Datalink, C Key | COSWT-2 |  | Datalink, C Key
| CLK |  |  | FANO-COSWT-3 |  | Bldn 1633A | 65 | OR |  | Wall SWT |  | Datalink, C Key | COSWT-3 |  | Datalink, C Key
| CLK |  |  | FANO-COSWB-1 |  | Bldn 1633A | 65 | OR |  | Wall SWT |  | Datalink, C Key | COSWB-1 |  | Datalink, C Key
| CLK |  |  | FANO-COSWB-2 |  | Bldn 1633A | 65 | OR |  | Wall SWT |  | Datalink, C Key | COSWB-2 |  | Datalink, C Key
| CLK |  |  | FANO-CONWB-2 |  | Bldn 1633A | 65 | OR |  | Wall NWT |  | Datalink, C Key | CONWB-2 |  | Datalink, C Key
| CLK |  |  | FANO-CONWB-1 |  | Bldn 1633A | 65 | OR |  | Wall NWT |  | Datalink, C Key | CONWB-1 |  | Datalink, C Key
| CLK |  |  | FANO-CONET-3 |  | Bldn 1633A | 65 | OR |  | Wall NET |  | Datalink, C Key | CONET-3 |  | Datalink, C Key
| CLK |  |  | FANO-CONET-2 |  | Bldn 1633A | 65 | OR |  | Wall NET |  | Datalink, C Key | CONET-2 |  | Datalink, C Key
| CLK |  |  | FANO-CONET-1 |  | Bldn 1633A | 65 | OR |  | Wall NET |  | Datalink, C Key | CONET-1 |  | Datalink, C Key
| CLK |  |  | FANO-COSET-1 |  | Bldn 1633A | 65 | OR |  | Wall SET |  | Datalink, C Key | COSET-1 |  | Datalink, C Key
| CLK |  |  | FANO-COSET-2 |  | Bldn 1633A | 65 | OR |  | Wall SET |  | Datalink, C Key | COSET-2 |  | Datalink, C Key
| CLK |  |  | FANO-COSET-3 |  | Bldn 1633A | 65 | OR |  | Wall SET |  | Datalink, C Key | COSET-3 |  | Datalink, C Key
| CLK |  |  | FANO-COSEB-1 |  | Bldn 1633A | 65 | OR |  | Wall SET |  | Datalink, C Key | COSEB-1 |  | Datalink, C Key
| CLK |  |  | FANO-COSEB-2 |  | Bldn 1633A | 65 | OR |  | Wall SET |  | Datalink, C Key | COSEB-2 |  | Datalink, C Key
| CLK |  |  | FANO-CONEB-2 |  | Bldn 1633A | 65 | OR |  | Wall NET |  | Datalink, C Key | CONEB-2 |  | Datalink, C Key
| CLK |  |  | FANO-CONEB-1 |  | Bldn 1633A | 65 | OR |  | Wall NET |  | Datalink, C Key | CONEB-1 |  | Datalink, C Key
| CLK |  |  | FANO-CANWT-2 |  | Bldn 1633A | 65 | OR |  | Wall NWT |  | Datalink, C Key | CANWT-2 |  | Datalink, C Key
| CLK |  |  | FANO-CANWT-1 |  | Bldn 1633A | 65 | OR |  | Wall NWT |  | Datalink, C Key | CANWT-1 |  | Datalink, C Key
| CLK |  |  | FANO-CASWT-1 |  | Bldn 1633A | 65 | OR |  | Wall SWT |  | Datalink, C Key | CASWT-1 |  | Datalink, C Key
| CLK |  |  | FANO-CASWT-2 |  | Bldn 1633A | 65 | OR |  | Wall SWT |  | Datalink, C Key | CASWT-2 |  | Datalink, C Key
| CLK |  |  | FANO-CASWB-1 |  | Bldn 1633A | 65 | OR |  | Wall SWT |  | Datalink, C Key | CASWB-1 |  | Datalink, C Key
| CLK |  |  | FANO-CASWB-2 |  | Bldn 1633A | 65 | OR |  | Wall SWT |  | Datalink, C Key | CASWB-2 |  | Datalink, C Key
| CLK |  |  | FANO-CANWB-2 |  | Bldn 1633A | 65 | OR |  | Wall NWT |  | Datalink, C Key | CANWB-2 |  | Datalink, C Key
| CLK |  |  | FANO-CANWB-1 |  | Bldn 1633A | 65 | OR |  | Wall NWT |  | Datalink, C Key | CANWB-1 |  | Datalink, C Key
| CLK |  |  | FANO-CANET-2 |  | Bldn 1633A | 65 | OR |  | Wall NET |  | Datalink, C Key | CANET-2 |  | Datalink, C Key
| CLK |  |  | FANO-CANET-1 |  | Bldn 1633A | 65 | OR |  | Wall NET |  | Datalink, C Key | CANET-1 |  | Datalink, C Key
| CLK |  |  | FANO-CASET-1 |  | Bldn 1633A | 65 | OR |  | Wall SET |  | Datalink, C Key | CASET-1 |  | Datalink, C Key
| CLK |  |  | FANO-CASET-2 |  | Bldn 1633A | 65 | OR |  | Wall SET |  | Datalink, C Key | CASET-2 |  | Datalink, C Key
| CLK |  |  | FANO-CASEB-1 |  | Bldn 1633A | 65 | OR |  | Wall SET |  | Datalink, C Key | CASEB-1 |  | Datalink, C Key
| CLK |  |  | FANO-CASEB-2 |  | Bldn 1633A | 65 | OR |  | Wall SET |  | Datalink, C Key | CASEB-2 |  | Datalink, C Key
| CLK |  |  | FANO-CANEB-2 |  | Bldn 1633A | 65 | OR |  | Wall NET |  | Datalink, C Key | CANEB-2 |  | Datalink, C Key
| CLK |  |  | FANO-CANEB-1 |  | Bldn 1633A | 65 | OR |  | Wall NET |  | Datalink, C Key | CANEB-1 |  | Datalink, C Key
| CLK |  |  | FANO-EPNW-2 |  | Bldn 1633A | 65 | OR |  | Wall NWT |  | Datalink, C Key | EPNW-2 |  | Datalink, C Key
| CLK |  |  | FANO-EPNW-1 |  | Bldn 1633A | 65 | OR |  | Wall NWT |  | Datalink, C Key | EPNW-1 |  | Datalink, C Key
| CLK |  |  | FANO-EPSW-1 |  | Bldn 1633A | 65 | OR |  | Wall SWT |  | Datalink, C Key | EPSW-1 |  | Datalink, C Key
| CLK |  |  | FANO-EPSW-2 |  | Bldn 1633A | 65 | OR |  | Wall SWT |  | Datalink, C Key | EPSW-2 |  | Datalink, C Key
| CLK |  |  | FANO-EPSW-3 |  | Bldn 1633A | 65 | OR |  | Wall SWT |  | Datalink, C Key | EPSW-3 |  | Datalink, C Key
| CLK |  |  | FANO-EPNW-3 |  | Bldn 1633A | 65 | OR |  | Wall NWT |  | Datalink, C Key | EPNW-3 |  | Datalink, C Key
| CLK |  |  | FANO-EPNE-2 |  | Bldn 1633A | 65 | OR |  | Wall NET |  | Datalink, C Key | EPNE-2 |  | Datalink, C Key
| CLK |  |  | FANO-EPNE-1 |  | Bldn 1633A | 65 | OR |  | Wall NET |  | Datalink, C Key | EPNE-1 |  | Datalink, C Key
| CLK |  |  | FANO-EPSE-1 |  | Bldn 1633A | 65 | OR |  | Wall SET |  | Datalink, C Key | EPSE-1 |  | Datalink, C Key
| CLK |  |  | FANO-EPSE-2 |  | Bldn 1633A | 65 | OR |  | Wall SET |  | Datalink, C Key | EPSE-2 |  | Datalink, C Key
| CLK |  |  | FANO-EPSE-3 |  | Bldn 1633A | 65 | OR |  | Wall SET |  | Datalink, C Key | EPSE-3 |  | Datalink, C Key
| CLK |  |  | FANO-EPNE-3 |  | Bldn 1633A | 65 | OR |  | Wall NET |  | Datalink, C Key | EPNE-3 |  | Datalink, C Key
| CLK |  |  | FANO-CONWT-4 |  | Bldn 1633A | 65 | OR |  | Wall NWT |  | Datalink, C Key | CONWT-4 |  | Datalink, C Key
| CLK |  |  | FANO-COSWT-4 |  | Bldn 1633A | 65 | OR |  | Wall SWT |  | Datalink, C Key | COSWT-4 |  | Datalink, C Key
| CLK |  |  | FANO-COSWB-3 |  | Bldn 1633A | 65 | OR |  | Wall SWT |  | Datalink, C Key | COSWB-3 |  | Datalink, C Key
| CLK |  |  | FANO-CONWB-3 |  | Bldn 1633A | 65 | OR |  | Wall NWT |  | Datalink, C Key | CONWB-3 |  | Datalink, C Key
| CLK |  |  | FANO-CONET-4 |  | Bldn 1633A | 65 | OR |  | Wall NET |  | Datalink, C Key | CONET-4 |  | Datalink, C Key
| CLK |  |  | FANO-COSET-4 |  | Bldn 1633A | 65 | OR |  | Wall SET |  | Datalink, C Key | COSET-4 |  | Datalink, C Key
| CLK |  |  | FANO-COSEB-3 |  | Bldn 1633A | 65 | OR |  | Wall SET |  | Datalink, C Key | COSEB-3 |  | Datalink, C Key
| CLK |  |  | FANO-CONEB-3 |  | Bldn 1633A | 65 | OR |  | Wall NET |  | Datalink, C Key | CONEB-3 |  | Datalink, C Key
| CLK |  |  | FANO-CONWT-S |  | Bldn 1633A | 65 | OR |  | Wall NWT |  | Datalink, C Key | CONWT-S |  | Datalink, C Key
| CLK |  |  | FANO-COSWT-S |  | Bldn 1633A | 65 | OR |  | Wall SWT |  | Datalink, C Key | COSWT-S |  | Datalink, C Key
| CLK |  |  | FANO-CONET-S |  | Bldn 1633A | 65 | OR |  | Wall NET |  | Datalink, C Key | CONET-S |  | Datalink, C Key
| CLK |  |  | FANO-COSET-S |  | Bldn 1633A | 65 | OR |  | Wall SET |  | Datalink, C Key | COSET-S |  | Datalink, C Key
| CLK |  |  | FANO-CANWT-S |  | Bldn 1633A | 65 | OR |  | Wall NWT |  | Datalink, C Key | CANWT-S |  | Datalink, C Key
| CLK |  |  | FANO-CASWT-S |  | Bldn 1633A | 65 | OR |  | Wall SWT |  | Datalink, C Key | CASWT-S |  | Datalink, C Key
| CLK |  |  | FANO-CANET-S |  | Bldn 1633A | 65 | OR |  | Wall NET |  | Datalink, C Key | CANET-S |  | Datalink, C Key
| CLK |  |  | FANO-CASET-S |  | Bldn 1633A | 65 | OR |  | Wall SET |  | Datalink, C Key | CASET-S |  | Datalink, C Key
| CLK |  |  | FANO-EPNW-S |  | Bldn 1633A | 65 | OR |  | Wall NWT |  | Datalink, C Key | EPNW-S |  | Datalink, C Key
| CLK |  |  | FANO-EPSW-S |  | Bldn 1633A | 65 | OR |  | Wall SWT |  | Datalink, C Key | EPSW-S |  | Datalink, C Key
| CLK |  |  | FANO-EPNW-S |  | Bldn 1633A | 65 | OR |  | Wall NET |  | Datalink, C Key | EPNW-S |  | Datalink, C Key
| CLK |  |  | FANO-EPNE-S |  | Bldn 1633A | 65 | OR |  | Wall SET |  | Datalink, C Key | EPNE-S |  | Datalink, C Key

## Fiber List
Number(6) | System(3) | Unit(2) | EW(1) | Function(12) | Route(3) | Type(10) | Length(6) | Color(2) | Date_Inst(11) | Location_1(40) | Drawing_1(6) | Connector_1(20) | Location_2(40) | Drawing_2(6) | Connecter_2(20) | Comments(40)
| DAQ | TS | I | FIBR-1-18C-T |  | Fibr Bundl | 95 | BK |  | 1RR30F |  | ST*4 | 1RR18C-T |  | ST*4
| DAQ | TS | I | FIBR-1-18C-B |  | Fibr Bundl | 95 | BK |  | 1RR30F |  | ST*4 | 1RR18C-B |  | ST*4
| DAQ | TS | I | FIBR-1-18D-T |  | Fibr Bundl | 95 | BK |  | 1RR30F |  | ST*4 | 1RR18D-T |  | ST*4
| DAQ | TS | I | FIBR-1-18E-T |  | Fibr Bundl | 95 | BK |  | 1RR30F |  | ST*4 | 1RR18E-T |  | ST*4
| DAQ | TS | I | FIBR-1-18F-T |  | Fibr Bundl | 95 | BK |  | 1RR30F |  | ST*4 | 1RR18F-T |  | ST*4
| DAQ | TS | I | FIBR-1-18G-T |  | Fibr Bundl | 95 | BK |  | 1RR30F |  | ST*4 | 1RR18G-T |  | ST*4
| DAQ | TS | I | FIBR-1-18H-T |  | Fibr Bundl | 95 | BK |  | 1RR30F |  | ST*4 | 1RR18H-T |  | ST*4
| DAQ | TS | I | FIBR-1-18H-B |  | Fibr Bundl | 95 | BK |  | 1RR30F |  | ST*4 | 1RR18H-B |  | ST*4
| DAQ | TS | I | FIBR-1-18I-T |  | Fibr Bundl | 95 | BK |  | 1RR30F |  | ST*4 | 1RR18I-T |  | ST*4
| DAQ | TS | I | FIBR-1-21G-T |  | Fibr Bundl | 95 | BK |  | 1RR30F |  | ST*4 | 1RR21G-T |  | ST*4
| DAQ | TS | I | FIBR-1-27D-T |  | Fibr Bundl | 95 | BK |  | 1RR30F |  | ST*4 | 1RR27D-T |  | ST*4
| DAQ | TS | I | FIBR-1-27D-B |  | Fibr Bundl | 95 | BK |  | 1RR30F |  | ST*4 | 1RR27D-B |  | ST*4
| DAQ | TS | I | FIBR-1-27E-T |  | Fibr Bundl | 95 | BK |  | 1RR30F |  | ST*4 | 1RR27E-T |  | ST*4
| DAQ | TS | I | FIBR-1-27F-B |  | Fibr Bundl | 95 | BK |  | 1RR30F |  | ST*4 | 1RR27F-B |  | ST*4
| DAQ | TS | I | FIBR-1-27G-T |  | Fibr Bundl | 95 | BK |  | 1RR30F |  | ST*4 | 1RR27G-T |  | ST*4
| DAQ | TS | I | FIBR-1-27G-B |  | Fibr Bundl | 95 | BK |  | 1RR30F |  | ST*4 | 1RR27G-B |  | ST*4
| DAQ | TS | I | FIBR-1-27H-T |  | Fibr Bundl | 95 | BK |  | 1RR30F |  | ST*4 | 1RR27H-T |  | ST*4
| DAQ | TS | I | FIBR-1-27H-B |  | Fibr Bundl | 95 | BK |  | 1RR30F |  | ST*4 | 1RR27H-B |  | ST*4
| DAQ | TS | I | FIBR-1-27I-T |  | Fibr Bundl | 95 | BK |  | 1RR30F |  | ST*4 | 1RR27I-T |  | ST*4
| DAQ | TS | I | FIBR-1-27I-B |  | Fibr Bundl | 95 | BK |  | 1RR30F |  | ST*4 | 1RR27I-B |  | ST*4
| DAQ | TS | I | FIBR-2-22F-T |  | Fibr Bundl | 95 | BK |  | 1RR30F |  | ST*4 | 2RR22F-T |  | ST*4
| DAQ | TS | I | FIBR-2-22F-B |  | Fibr Bundl | 95 | BK |  | 1RR30F |  | ST*4 | 2RR22F-B |  | ST*4
| DAQ | TS | I | FIBR-2-22G-T |  | Fibr Bundl | 95 | BK |  | 1RR30F |  | ST*4 | 2RR22G-T |  | ST*4
| DAQ | TS | I | FIBR-2-23C-T |  | Fibr Bundl | 95 | BK |  | 1RR30F |  | ST*4 | 2RR23C-T |  | ST*4
| DAQ | TS | I | FIBR-2-23C-B |  | Fibr Bundl | 95 | BK |  | 1RR30F |  | ST*4 | 2RR23C-B |  | ST*4
| DAQ | TS | I | FIBR-2-24C-T |  | Fibr Bundl | 95 | BK |  | 1RR30F |  | ST*4 | 2RR24C-T |  | ST*4
| DAQ | TS | I | FIBR-2-24C-B |  | Fibr Bundl | 95 | BK |  | 1RR30F |  | ST*4 | 2RR24C-B |  | ST*4
| DAQ | TS | I | FIBR-2-25C-T |  | Fibr Bundl | 95 | BK |  | 1RR30F |  | ST*4 | 2RR25C-T |  | ST*4
| DAQ | TS | I | FIBR-2-25C-B |  | Fibr Bundl | 95 | BK |  | 1RR30F |  | ST*4 | 2RR25C-B |  | ST*4
| DAQ | TS | I | FIBR-2-26C-T |  | Fibr Bundl | 95 | BK |  | 1RR30F |  | ST*4 | 2RR26C-T |  | ST*4
| DAQ | TS | I | FIBR-2-26C-B |  | Fibr Bundl | 95 | BK |  | 1RR30F |  | ST*4 | 2RR26C-B |  | ST*4
| DAQ | TS | I | FIBR-2-27C-T |  | Fibr Bundl | 95 | BK |  | 1RR30F |  | ST*4 | 2RR27C-T |  | ST*4
| DAQ | TS | I | FIBR-2-27C-B |  | Fibr Bundl | 95 | BK |  | 1RR30F |  | ST*4 | 2RR27C-B |  | ST*4
| DAQ | TS | I | FIBR-2-28C-T |  | Fibr Bundl | 95 | BK |  | 1RR30F |  | ST*4 | 2RR28C-T |  | ST*4
| DAQ | TS | I | FIBR-2-28C-B |  | Fibr Bundl | 95 | BK |  | 1RR30F |  | ST*4 | 2RR28C-B |  | ST*4
| DAQ | TS | I | FIBR-2-29C-T |  | Fibr Bundl | 95 | BK |  | 1RR30F |  | ST*4 | 2RR29C-T |  | ST*4
| DAQ | TS | I | FIBR-2-30C-T |  | Fibr Bundl | 95 | BK |  | 1RR30F |  | ST*4 | 2RR30C-T |  | ST*4
| DAQ | TS | I | FIBR-2-30C-B |  | Fibr Bundl | 95 | BK |  | 1RR30F |  | ST*4 | 2RR30C-B |  | ST*4
| DAQ | TS | I | FIBR-2-35F-T |  | Fibr Bundl | 95 | BK |  | 1RR30F |  | ST*4 | 2RR35F-T |  | ST*4
| DAQ | TS | I | FIBR-2-35F-B |  | Fibr Bundl | 95 | BK |  | 1RR30F |  | ST*4 | 2RR35F-B |  | ST*4
| DAQ | TS | I | FIBR-2-35G-T |  | Fibr Bundl | 95 | BK |  | 1RR30F |  | ST*4 | 2RR35G-T |  | ST*4
| DAQ | TS | I | FIBR-2-35G-B |  | Fibr Bundl | 95 | BK |  | 1RR30F |  | ST*4 | 2RR35G-B |  | ST*4
| DAQ | TS | I | FIBR-2-35H-T |  | Fibr Bundl | 95 | BK |  | 1RR30F |  | ST*4 | 2RR35H-T |  | ST*4
| DAQ | TS | I | FIBR-2-35H-B |  | Fibr Bundl | 95 | BK |  | 1RR30F |  | ST*4 | 2RR35H-B |  | ST*4
| DAQ | TS | I | FIBR-2-35I-T |  | Fibr Bundl | 95 | BK |  | 1RR30F |  | ST*4 | 2RR35I-T |  | ST*4
| DAQ | TS | I | FIBR-2-35I-B |  | Fibr Bundl | 95 | BK |  | 1RR30F |  | ST*4 | 2RR35I-B |  | ST*4
| DAQ | TS | I | FIBR-CONWT-3 |  | Fibr Bundl | 220 | BK |  | 1RR30F |  | ST*6 | CONWT-3 |  | ST*6
| DAQ | TS | I | FIBR-CONWT-2 |  | Fibr Bundl | 220 | BK |  | 1RR30F |  | ST*6 | CONWT-2 |  | ST*6
| DAQ | TS | I | FIBR-CONWT-1 |  | Fibr Bundl | 220 | BK |  | 1RR30F |  | ST*6 | CONWT-1 |  | ST*6
| DAQ | TS | I | FIBR-COSWT-1 |  | Fibr Bundl | 220 | BK |  | 1RR30F |  | ST*6 | COSWT-1 |  | ST*6
| DAQ | TS | I | FIBR-COSWT-2 |  | Fibr Bundl | 220 | BK |  | 1RR30F |  | ST*6 | COSWT-2 |  | ST*6
| DAQ | TS | I | FIBR-COSWT-3 |  | Fibr Bundl | 220 | BK |  | 1RR30F |  | ST*6 | COSWT-3 |  | ST*6
| DAQ | TS | I | FIBR-COSWB-1 |  | Fibr Bundl | 220 | BK |  | 1RR30F |  | ST*6 | COSWB-1 |  | ST*6
| DAQ | TS | I | FIBR-COSWB-2 |  | Fibr Bundl | 220 | BK |  | 1RR30F |  | ST*6 | COSWB-2 |  | ST*6
| DAQ | TS | I | FIBR-CONWB-2 |  | Fibr Bundl | 220 | BK |  | 1RR30F |  | ST*6 | CONWB-2 |  | ST*6
| DAQ | TS | I | FIBR-CONWB-1 |  | Fibr Bundl | 220 | BK |  | 1RR30F |  | ST*6 | CONWB-1 |  | ST*6
| DAQ | TS | I | FIBR-CONET-3 |  | Fibr Bundl | 220 | BK |  | 1RR30F |  | ST*6 | CONET-3 |  | ST*6
| DAQ | TS | I | FIBR-CONET-2 |  | Fibr Bundl | 220 | BK |  | 1RR30F |  | ST*6 | CONET-2 |  | ST*6
| DAQ | TS | I | FIBR-CONET-1 |  | Fibr Bundl | 220 | BK |  | 1RR30F |  | ST*6 | CONET-1 |  | ST*6
| DAQ | TS | I | FIBR-COSET-1 |  | Fibr Bundl | 220 | BK |  | 1RR30F |  | ST*6 | COSET-1 |  | ST*6
| DAQ | TS | I | FIBR-COSET-2 |  | Fibr Bundl | 220 | BK |  | 1RR30F |  | ST*6 | COSET-2 |  | ST*6
| DAQ | TS | I | FIBR-COSET-3 |  | Fibr Bundl | 220 | BK |  | 1RR30F |  | ST*6 | COSET-3 |  | ST*6
| DAQ | TS | I | FIBR-COSEB-1 |  | Fibr Bundl | 220 | BK |  | 1RR30F |  | ST*6 | COSEB-1 |  | ST*6
| DAQ | TS | I | FIBR-COSEB-2 |  | Fibr Bundl | 220 | BK |  | 1RR30F |  | ST*6 | COSEB-2 |  | ST*6
| DAQ | TS | I | FIBR-CONEB-2 |  | Fibr Bundl | 220 | BK |  | 1RR30F |  | ST*6 | CONEB-2 |  | ST*6
| DAQ | TS | I | FIBR-CONEB-1 |  | Fibr Bundl | 220 | BK |  | 1RR30F |  | ST*6 | CONEB-1 |  | ST*6
| DAQ | TS | I | FIBR-CANWT-2 |  | Fibr Bundl | 220 | BK |  | 1RR30F |  | ST*6 | CANWT-2 |  | ST*6
| DAQ | TS | I | FIBR-CANWT-1 |  | Fibr Bundl | 220 | BK |  | 1RR30F |  | ST*6 | CANWT-1 |  | ST*6
| DAQ | TS | I | FIBR-CASWT-1 |  | Fibr Bundl | 220 | BK |  | 1RR30F |  | ST*6 | CASWT-1 |  | ST*6
| DAQ | TS | I | FIBR-CASWT-2 |  | Fibr Bundl | 220 | BK |  | 1RR30F |  | ST*6 | CASWT-2 |  | ST*6
| DAQ | TS | I | FIBR-CASWB-1 |  | Fibr Bundl | 220 | BK |  | 1RR30F |  | ST*6 | CASWB-1 |  | ST*6
| DAQ | TS | I | FIBR-CASWB-2 |  | Fibr Bundl | 220 | BK |  | 1RR30F |  | ST*6 | CASWB-2 |  | ST*6
| DAQ | TS | I | FIBR-CANWB-2 |  | Fibr Bundl | 220 | BK |  | 1RR30F |  | ST*6 | CANWB-2 |  | ST*6
| DAQ | TS | I | FIBR-CANWB-1 |  | Fibr Bundl | 220 | BK |  | 1RR30F |  | ST*6 | CANWB-1 |  | ST*6
| DAQ | TS | I | FIBR-CANET-2 |  | Fibr Bundl | 220 | BK |  | 1RR30F |  | ST*6 | CANET-2 |  | ST*6
| DAQ | TS | I | FIBR-CANET-1 |  | Fibr Bundl | 220 | BK |  | 1RR30F |  | ST*6 | CANET-1 |  | ST*6
| DAQ | TS | I | FIBR-CASET-1 |  | Fibr Bundl | 220 | BK |  | 1RR30F |  | ST*6 | CASET-1 |  | ST*6
| DAQ | TS | I | FIBR-CASET-2 |  | Fibr Bundl | 220 | BK |  | 1RR30F |  | ST*6 | CASET-2 |  | ST*6
| DAQ | TS | I | FIBR-CASEB-1 |  | Fibr Bundl | 220 | BK |  | 1RR30F |  | ST*6 | CASEB-1 |  | ST*6
| DAQ | TS | I | FIBR-CASEB-2 |  | Fibr Bundl | 220 | BK |  | 1RR30F |  | ST*6 | CASEB-2 |  | ST*6
| DAQ | TS | I | FIBR-CANEB-2 |  | Fibr Bundl | 220 | BK |  | 1RR30F |  | ST*6 | CANEB-2 |  | ST*6
| DAQ | TS | I | FIBR-CANEB-1 |  | Fibr Bundl | 220 | BK |  | 1RR30F |  | ST*6 | CANEB-1 |  | ST*6
| DAQ | TS | I | FIBR-EPNW-2 |  | Fibr Bundl | 220 | BK |  | 1RR30F |  | ST*6 | EPNW-2 |  | ST*6
| DAQ | TS | I | FIBR-EPNW-1 |  | Fibr Bundl | 220 | BK |  | 1RR30F |  | ST*6 | EPNW-1 |  | ST*6
| DAQ | TS | I | FIBR-EPSW-1 |  | Fibr Bundl | 220 | BK |  | 1RR30F |  | ST*6 | EPSW-1 |  | ST*6
| DAQ | TS | I | FIBR-EPSW-2 |  | Fibr Bundl | 220 | BK |  | 1RR30F |  | ST*6 | EPSW-2 |  | ST*6
| DAQ | TS | I | FIBR-EPSW-3 |  | Fibr Bundl | 220 | BK |  | 1RR30F |  | ST*6 | EPSW-3 |  | ST*6
| DAQ | TS | I | FIBR-EPNW-3 |  | Fibr Bundl | 220 | BK |  | 1RR30F |  | ST*6 | EPNW-3 |  | ST*6
| DAQ | TS | I | FIBR-EPNE-2 |  | Fibr Bundl | 220 | BK |  | 1RR30F |  | ST*6 | EPNE-2 |  | ST*6
| DAQ | TS | I | FIBR-EPNE-1 |  | Fibr Bundl | 220 | BK |  | 1RR30F |  | ST*6 | EPNE-1 |  | ST*6
| DAQ | TS | I | FIBR-EPSE-1 |  | Fibr Bundl | 220 | BK |  | 1RR30F |  | ST*6 | EPSE-1 |  | ST*6
| DAQ | TS | I | FIBR-EPSE-2 |  | Fibr Bundl | 220 | BK |  | 1RR30F |  | ST*6 | EPSE-2 |  | ST*6
| DAQ | TS | I | FIBR-EPSE-3 |  | Fibr Bundl | 220 | BK |  | 1RR30F |  | ST*6 | EPSE-3 |  | ST*6
| DAQ | TS | I | FIBR-EPNE-3 |  | Fibr Bundl | 220 | BK |  | 1RR30F |  | ST*6 | EPNE-3 |  | ST*6
| DAQ | TS | I | FIBR-CONWT-4 |  | Fibr Bundl | 220 | BK |  | 1RR30F |  | ST*6 | CONWT-4 |  | ST*6
| DAQ | TS | I | FIBR-COSWT-4 |  | Fibr Bundl | 220 | BK |  | 1RR30F |  | ST*6 | COSWT-4 |  | ST*6
| DAQ | TS | I | FIBR-COSWB-3 |  | Fibr Bundl | 220 | BK |  | 1RR30F |  | ST*6 | COSWB-3 |  | ST*6
| DAQ | TS | I | FIBR-CONWB-3 |  | Fibr Bundl | 220 | BK |  | 1RR30F |  | ST*6 | CONWB-3 |  | ST*6
| DAQ | TS | I | FIBR-CONET-4 |  | Fibr Bundl | 220 | BK |  | 1RR30F |  | ST*6 | CONET-4 |  | ST*6
| DAQ | TS | I | FIBR-COSET-4 |  | Fibr Bundl | 220 | BK |  | 1RR30F |  | ST*6 | COSET-4 |  | ST*6
| DAQ | TS | I | FIBR-COSEB-3 |  | Fibr Bundl | 220 | BK |  | 1RR30F |  | ST*6 | COSEB-3 |  | ST*6
| DAQ | TS | I | FIBR-CONEB-3 |  | Fibr Bundl | 220 | BK |  | 1RR30F |  | ST*6 | CONEB-3 |  | ST*6
| DAQ | TS | I | FIBR-SVNWT |  | Fibr Bundl | 300 | BK |  | 1RR30F |  | ST*4 | SVNWT |  | ST*4
| DAQ | TS | I | FIBR-SVSWT |  | Fibr Bundl | 300 | BK |  | 1RR30F |  | ST*4 | SVSWT |  | ST*4
| DAQ | TS | I | FIBR-SVSWB |  | Fibr Bundl | 300 | BK |  | 1RR30F |  | ST*4 | SVSWB |  | ST*4
| DAQ | TS | I | FIBR-SVNWB |  | Fibr Bundl | 300 | BK |  | 1RR30F |  | ST*4 | SVNWB |  | ST*4
| DAQ | TS | I | FIBR-SVNET |  | Fibr Bundl | 300 | BK |  | 1RR30F |  | ST*4 | SVNET |  | ST*4
| DAQ | TS | I | FIBR-SVSET |  | Fibr Bundl | 300 | BK |  | 1RR30F |  | ST*4 | SVSET |  | ST*4
| DAQ | TS | I | FIBR-SVSEB |  | Fibr Bundl | 300 | BK |  | 1RR30F |  | ST*4 | SVSEB |  | ST*4
| DAQ | TS | I | FIBR-SVNEB |  | Fibr Bundl | 300 | BK |  | 1RR30F |  | ST*4 | SVNEB |  | ST*4
| DAQ | TS | I | FIBR-CONWT-S |  | Fibr Bundl | 220 | BK |  | 1RR30F |  | ST*6 | CONWT-S |  | ST*6 | Spare
| DAQ | TS | I | FIBR-COSWT-S |  | Fibr Bundl | 220 | BK |  | 1RR30F |  | ST*6 | COSWT-S |  | ST*6 | Spare
| DAQ | TS | I | FIBR-CONET-S |  | Fibr Bundl | 220 | BK |  | 1RR30F |  | ST*6 | CONET-S |  | ST*6 | Spare
| DAQ | TS | I | FIBR-COSET-S |  | Fibr Bundl | 220 | BK |  | 1RR30F |  | ST*6 | COSET-S |  | ST*6 | Spare
| DAQ | TS | I | FIBR-CANWT-S |  | Fibr Bundl | 220 | BK |  | 1RR30F |  | ST*6 | CANWT-S |  | ST*6 | Spare
| DAQ | TS | I | FIBR-CASWT-S |  | Fibr Bundl | 220 | BK |  | 1RR30F |  | ST*6 | CASWT-S |  | ST*6 | Spare
| DAQ | TS | I | FIBR-CANET-S |  | Fibr Bundl | 220 | BK |  | 1RR30F |  | ST*6 | CANET-S |  | ST*6 | Spare
| DAQ | TS | I | FIBR-CASET-S |  | Fibr Bundl | 220 | BK |  | 1RR30F |  | ST*6 | CASET-S |  | ST*6 | Spare
| DAQ | TS | I | FIBR-EPNW-S |  | Fibr Bundl | 220 | BK |  | 1RR30F |  | ST*6 | EPNW-S |  | ST*6 | Spare
| DAQ | TS | I | FIBR-EPSW-S |  | Fibr Bundl | 220 | BK |  | 1RR30F |  | ST*6 | EPSW-S |  | ST*6 | Spare
| DAQ | TS | I | FIBR-EPNW-S |  | Fibr Bundl | 220 | BK |  | 1RR30F |  | ST*6 | EPNW-S |  | ST*6 | Spare
| DAQ | TS | I | FIBR-EPNE-S |  | Fibr Bundl | 220 | BK |  | 1RR30F |  | ST*6 | EPNE-S |  | ST*6 | Spare
| DAQ | TS | I | FIBR-SVNWT-S |  | Fibr Bundl | 300 | BK |  | 1RR30F |  | ST*4 | SVNWT-S |  | ST*4 | Spare
| DAQ | TS | I | FIBR-SVSWT-S |  | Fibr Bundl | 300 | BK |  | 1RR30F |  | ST*4 | SVSWT-S |  | ST*4 | Spare
| DAQ | TS | I | FIBR-SVNET-S |  | Fibr Bundl | 300 | BK |  | 1RR30F |  | ST*4 | SVNET-S |  | ST*4 | Spare
| DAQ | TS | I | FIBR-SVSET-S |  | Fibr Bundl | 300 | BK |  | 1RR30F |  | ST*4 | SVSET-S |  | ST*4 | Spare

## Scratch
Cable | Return | Reset | Terminal | Clock | Fiber
System | DAQ | DAQ | DAQ | CLK | DAQ
Cable type | Bldn 1633A | Ol 3744-26 | Bldn 1700A | Bldn 1633A | Fibr Bundl
Unit | TS |  |  |  | TS
EW | I |  |  |  | I
Length-0 | 220 | 220 | 220 | 65 | 220
Length-1 | 90 | 70 | 70 | 65 | 95
Length-2 | 65 | 110 | 110 | 65 | 95
Length-FIB |  |  |  |  | 300
Color | TN | GY | GY | OR | BK
Location_1 | 2RR22H | 1RR15E-B | 1RR15D-B | <Fanout Crates> | 1RR30F
Connector_1 | Datalink, A Key | RJ-11 | RJ-45 | Datalink, C Key | ST*4 or ST*6
Connector_2 | Datalink, A Key | RJ-11 | RJ-45 | Datalink, C Key | ST*4 or ST*6