## DW600-46
Manufacturer: | DeWind
Conversion Factor
Turbine: | DW600 kW, 46m rotor |  | 1 m/s = 2.23693629205 MPH
Rated: | 600 |  | Cut-In Speed [mph]
6.7
Windspeed Units: | m/s, MPH
Cut-Out Speed [mph]
Power Units: | kW |  | 49.2
Air Density: | 1.225 kg/m3
Turbulence: | .00
Temperature: | 0 F
Elevation: | 0 FT |  |  |  | Scale To: | 600
Manufacturer's Power Curve Table |  |  | Derived Power Curve Table |  | Scaled Power Curve Table
Windspeed [m/s] | Windspeed [MPH] | Power [kW] | Windspeed [MPH] | Power [kW] | Windspeed [MPH] | Power [kW]
0 | 0 | 0 | 0 | 0 | 0 | 0
1 | 2.2 | 0 | 0.1 | 0 | 0.1 | 0
2 | 4.5 | 0 | 0.2 | 0 | 0.2 | 0
3 | 6.7 | 7 | 0.3 | 0 | 0.3 | 0
4 | 8.9 | 20 | 0.4 | 0 | 0.4 | 0
5 | 11.2 | 48 | 0.5 | 0 | 0.5 | 0
6 | 13.4 | 86 | 0.6 | 0 | 0.6 | 0
7 | 15.7 | 145 | 0.7 | 0 | 0.7 | 0
8 | 17.9 | 224 | 0.8 | 0 | 0.8 | 0
9 | 20.1 | 325 | 0.9 | 0 | 0.9 | 0
10 | 22.4 | 448 | 1 | 0 | 1 | 0
11 | 24.6 | 580 | 1.1 | 0 | 1.1 | 0
12 | 26.8 | 600 | 1.2 | 0 | 1.2 | 0
13 | 29.1 | 600 | 1.3 | 0 | 1.3 | 0
14 | 31.3 | 600 | 1.4 | 0 | 1.4 | 0
15 | 33.6 | 600 | 1.5 | 0 | 1.5 | 0
16 | 35.8 | 600 | 1.6 | 0 | 1.6 | 0
17 | 38 | 600 | 1.7 | 0 | 1.7 | 0
18 | 40.3 | 600 | 1.8 | 0 | 1.8 | 0
19 | 42.5 | 600 | 1.9 | 0 | 1.9 | 0
20 | 44.7 | 600 | 2 | 0 | 2 | 0
21 | 47 | 600 | 2.1 | 0 | 2.1 | 0
22 | 49.2 | 600 | 2.2 | 0 | 2.2 | 0
23 | 51.4 | 0 | 2.3 | 0 | 2.3 | 0
24 | 53.7 | 0 | 2.4 | 0 | 2.4 | 0
25 | 55.9 | 0 | 2.5 | 0 | 2.5 | 0
26 | 58.2 | 0 | 2.6 | 0 | 2.6 | 0
27 | 60.4 | 0 | 2.7 | 0 | 2.7 | 0
28 | 62.6 | 0 | 2.8 | 0 | 2.8 | 0 | NOTE:
29 | 64.9 | 0 | 2.9 | 0 | 2.9 | 0 | Data is converted to MPH from manufacturer's data of whole m/s and then interpolated linearly at every .1 MPH.
30 | 67.1 | 0 | 3 | 0 | 3 | 0 | Convert source data of graphs to read from current page.
|  |  | 3.1 | 0 | 3.1 | 0 | Enter manufacturer's data into table; derived table and graphs will fill automatically.
|  |  | 3.2 | 0 | 3.2 | 0
|  |  | 3.3 | 0 | 3.3 | 0
|  |  | 3.4 | 0 | 3.4 | 0
|  |  | 3.5 | 0 | 3.5 | 0
|  |  | 3.6 | 0 | 3.6 | 0
|  |  | 3.7 | 0 | 3.7 | 0
|  |  | 3.8 | 0 | 3.8 | 0
|  |  | 3.9 | 0 | 3.9 | 0
|  |  | 4 | 0 | 4 | 0
|  |  | 4.1 | 0 | 4.1 | 0
|  |  | 4.2 | 0 | 4.2 | 0
|  |  | 4.3 | 0 | 4.3 | 0
|  |  | 4.4 | 0 | 4.4 | 0
|  |  | 4.5 | 0 | 4.5 | 0
|  |  | 4.6 | 0.31818 | 4.6 | 0.31818
|  |  | 4.7 | 0.63636 | 4.7 | 0.63636
|  |  | 4.8 | 0.95455 | 4.8 | 0.95455
|  |  | 4.9 | 1.2727 | 4.9 | 1.2727
|  |  | 5 | 1.5909 | 5 | 1.5909
|  |  | 5.1 | 1.9091 | 5.1 | 1.9091
|  |  | 5.2 | 2.2273 | 5.2 | 2.2273
|  |  | 5.3 | 2.5455 | 5.3 | 2.5455
|  |  | 5.4 | 2.8636 | 5.4 | 2.8636
|  |  | 5.5 | 3.1818 | 5.5 | 3.1818
|  |  | 5.6 | 3.5 | 5.6 | 3.5
|  |  | 5.7 | 3.8182 | 5.7 | 3.8182
|  |  | 5.8 | 4.1364 | 5.8 | 4.1364
|  |  | 5.9 | 4.4545 | 5.9 | 4.4545
|  |  | 6 | 4.7727 | 6 | 4.7727
|  |  | 6.1 | 5.0909 | 6.1 | 5.0909
|  |  | 6.2 | 5.4091 | 6.2 | 5.4091
|  |  | 6.3 | 5.7273 | 6.3 | 5.7273
|  |  | 6.4 | 6.0455 | 6.4 | 6.0455
|  |  | 6.5 | 6.3636 | 6.5 | 6.3636
|  |  | 6.6 | 6.6818 | 6.6 | 6.6818
|  |  | 6.7 | 7 | 6.7 | 7
|  |  | 6.8 | 7.5909 | 6.8 | 7.5909
|  |  | 6.9 | 8.1818 | 6.9 | 8.1818
|  |  | 7 | 8.7727 | 7 | 8.7727
|  |  | 7.1 | 9.3636 | 7.1 | 9.3636
|  |  | 7.2 | 9.9545 | 7.2 | 9.9545
|  |  | 7.3 | 10.5455 | 7.3 | 10.5455
|  |  | 7.4 | 11.1364 | 7.4 | 11.1364
|  |  | 7.5 | 11.7273 | 7.5 | 11.7273
|  |  | 7.6 | 12.3182 | 7.6 | 12.3182
|  |  | 7.7 | 12.9091 | 7.7 | 12.9091
|  |  | 7.8 | 13.5 | 7.8 | 13.5
|  |  | 7.9 | 14.0909 | 7.9 | 14.0909
|  |  | 8 | 14.6818 | 8 | 14.6818
|  |  | 8.1 | 15.2727 | 8.1 | 15.2727
|  |  | 8.2 | 15.8636 | 8.2 | 15.8636
|  |  | 8.3 | 16.4545 | 8.3 | 16.4545
|  |  | 8.4 | 17.0455 | 8.4 | 17.0455
|  |  | 8.5 | 17.6364 | 8.5 | 17.6364
|  |  | 8.6 | 18.2273 | 8.6 | 18.2273
|  |  | 8.7 | 18.8182 | 8.7 | 18.8182
|  |  | 8.8 | 19.4091 | 8.8 | 19.4091
|  |  | 8.9 | 20 | 8.9 | 20
|  |  | 9 | 21.2174 | 9 | 21.2174
|  |  | 9.1 | 22.4348 | 9.1 | 22.4348
|  |  | 9.2 | 23.6522 | 9.2 | 23.6522
|  |  | 9.3 | 24.8696 | 9.3 | 24.8696
|  |  | 9.4 | 26.087 | 9.4 | 26.087
|  |  | 9.5 | 27.3043 | 9.5 | 27.3043
|  |  | 9.6 | 28.5217 | 9.6 | 28.5217
|  |  | 9.7 | 29.7391 | 9.7 | 29.7391
|  |  | 9.8 | 30.9565 | 9.8 | 30.9565
|  |  | 9.9 | 32.1739 | 9.9 | 32.1739
|  |  | 10 | 33.3913 | 10 | 33.3913
|  |  | 10.1 | 34.6087 | 10.1 | 34.6087
|  |  | 10.2 | 35.8261 | 10.2 | 35.8261
|  |  | 10.3 | 37.0435 | 10.3 | 37.0435
|  |  | 10.4 | 38.2609 | 10.4 | 38.2609
|  |  | 10.5 | 39.4783 | 10.5 | 39.4783
|  |  | 10.6 | 40.6957 | 10.6 | 40.6957
|  |  | 10.7 | 41.913 | 10.7 | 41.913
|  |  | 10.8 | 43.1304 | 10.8 | 43.1304
|  |  | 10.9 | 44.3478 | 10.9 | 44.3478
|  |  | 11 | 45.5652 | 11 | 45.5652
|  |  | 11.1 | 46.7826 | 11.1 | 46.7826
|  |  | 11.2 | 48 | 11.2 | 48
|  |  | 11.3 | 49.7273 | 11.3 | 49.7273
|  |  | 11.4 | 51.4545 | 11.4 | 51.4545
|  |  | 11.5 | 53.1818 | 11.5 | 53.1818
|  |  | 11.6 | 54.9091 | 11.6 | 54.9091
|  |  | 11.7 | 56.6364 | 11.7 | 56.6364
|  |  | 11.8 | 58.3636 | 11.8 | 58.3636
|  |  | 11.9 | 60.0909 | 11.9 | 60.0909
|  |  | 12 | 61.8182 | 12 | 61.8182
|  |  | 12.1 | 63.5455 | 12.1 | 63.5455
|  |  | 12.2 | 65.2727 | 12.2 | 65.2727
|  |  | 12.3 | 67 | 12.3 | 67
|  |  | 12.4 | 68.7273 | 12.4 | 68.7273
|  |  | 12.5 | 70.4545 | 12.5 | 70.4545
|  |  | 12.6 | 72.1818 | 12.6 | 72.1818
|  |  | 12.7 | 73.9091 | 12.7 | 73.9091
|  |  | 12.8 | 75.6364 | 12.8 | 75.6364
|  |  | 12.9 | 77.3636 | 12.9 | 77.3636
|  |  | 13 | 79.0909 | 13 | 79.0909
|  |  | 13.1 | 80.8182 | 13.1 | 80.8182
|  |  | 13.2 | 82.5455 | 13.2 | 82.5455
|  |  | 13.3 | 84.2727 | 13.3 | 84.2727
|  |  | 13.4 | 86 | 13.4 | 86
|  |  | 13.5 | 88.5652 | 13.5 | 88.5652
|  |  | 13.6 | 91.1304 | 13.6 | 91.1304
|  |  | 13.7 | 93.6957 | 13.7 | 93.6957
|  |  | 13.8 | 96.2609 | 13.8 | 96.2609
|  |  | 13.9 | 98.8261 | 13.9 | 98.8261
|  |  | 14 | 101.3913 | 14 | 101.3913
|  |  | 14.1 | 103.9565 | 14.1 | 103.9565
|  |  | 14.2 | 106.5217 | 14.2 | 106.5217
|  |  | 14.3 | 109.087 | 14.3 | 109.087
|  |  | 14.4 | 111.6522 | 14.4 | 111.6522
|  |  | 14.5 | 114.2174 | 14.5 | 114.2174
|  |  | 14.6 | 116.7826 | 14.6 | 116.7826
|  |  | 14.7 | 119.3478 | 14.7 | 119.3478
|  |  | 14.8 | 121.913 | 14.8 | 121.913
|  |  | 14.9 | 124.4783 | 14.9 | 124.4783
|  |  | 15 | 127.0435 | 15 | 127.0435
|  |  | 15.1 | 129.6087 | 15.1 | 129.6087
|  |  | 15.2 | 132.1739 | 15.2 | 132.1739
|  |  | 15.3 | 134.7391 | 15.3 | 134.7391
|  |  | 15.4 | 137.3043 | 15.4 | 137.3043
|  |  | 15.5 | 139.8696 | 15.5 | 139.8696
|  |  | 15.6 | 142.4348 | 15.6 | 142.4348
|  |  | 15.7 | 145 | 15.7 | 145
|  |  | 15.8 | 148.5909 | 15.8 | 148.5909
|  |  | 15.9 | 152.1818 | 15.9 | 152.1818
|  |  | 16 | 155.7727 | 16 | 155.7727
|  |  | 16.1 | 159.3636 | 16.1 | 159.3636
|  |  | 16.2 | 162.9545 | 16.2 | 162.9545
|  |  | 16.3 | 166.5455 | 16.3 | 166.5455
|  |  | 16.4 | 170.1364 | 16.4 | 170.1364
|  |  | 16.5 | 173.7273 | 16.5 | 173.7273
|  |  | 16.6 | 177.3182 | 16.6 | 177.3182
|  |  | 16.7 | 180.9091 | 16.7 | 180.9091
|  |  | 16.8 | 184.5 | 16.8 | 184.5
|  |  | 16.9 | 188.0909 | 16.9 | 188.0909
|  |  | 17 | 191.6818 | 17 | 191.6818
|  |  | 17.1 | 195.2727 | 17.1 | 195.2727
|  |  | 17.2 | 198.8636 | 17.2 | 198.8636
|  |  | 17.3 | 202.4545 | 17.3 | 202.4545
|  |  | 17.4 | 206.0455 | 17.4 | 206.0455
|  |  | 17.5 | 209.6364 | 17.5 | 209.6364
|  |  | 17.6 | 213.2273 | 17.6 | 213.2273
|  |  | 17.7 | 216.8182 | 17.7 | 216.8182
|  |  | 17.8 | 220.4091 | 17.8 | 220.4091
|  |  | 17.9 | 224 | 17.9 | 224
|  |  | 18 | 228.5909 | 18 | 228.5909
|  |  | 18.1 | 233.1818 | 18.1 | 233.1818
|  |  | 18.2 | 237.7727 | 18.2 | 237.7727
|  |  | 18.3 | 242.3636 | 18.3 | 242.3636
|  |  | 18.4 | 246.9545 | 18.4 | 246.9545
|  |  | 18.5 | 251.5455 | 18.5 | 251.5455
|  |  | 18.6 | 256.1364 | 18.6 | 256.1364
|  |  | 18.7 | 260.7273 | 18.7 | 260.7273
|  |  | 18.8 | 265.3182 | 18.8 | 265.3182
|  |  | 18.9 | 269.9091 | 18.9 | 269.9091
|  |  | 19 | 274.5 | 19 | 274.5
|  |  | 19.1 | 279.0909 | 19.1 | 279.0909
|  |  | 19.2 | 283.6818 | 19.2 | 283.6818
|  |  | 19.3 | 288.2727 | 19.3 | 288.2727
|  |  | 19.4 | 292.8636 | 19.4 | 292.8636
|  |  | 19.5 | 297.4545 | 19.5 | 297.4545
|  |  | 19.6 | 302.0455 | 19.6 | 302.0455
|  |  | 19.7 | 306.6364 | 19.7 | 306.6364
|  |  | 19.8 | 311.2273 | 19.8 | 311.2273
|  |  | 19.9 | 315.8182 | 19.9 | 315.8182
|  |  | 20 | 320.4091 | 20 | 320.4091
|  |  | 20.1 | 325 | 20.1 | 325
|  |  | 20.2 | 330.3478 | 20.2 | 330.3478
|  |  | 20.3 | 335.6957 | 20.3 | 335.6957
|  |  | 20.4 | 341.0435 | 20.4 | 341.0435
|  |  | 20.5 | 346.3913 | 20.5 | 346.3913
|  |  | 20.6 | 351.7391 | 20.6 | 351.7391
|  |  | 20.7 | 357.087 | 20.7 | 357.087
|  |  | 20.8 | 362.4348 | 20.8 | 362.4348
|  |  | 20.9 | 367.7826 | 20.9 | 367.7826
|  |  | 21 | 373.1304 | 21 | 373.1304
|  |  | 21.1 | 378.4783 | 21.1 | 378.4783
|  |  | 21.2 | 383.8261 | 21.2 | 383.8261
|  |  | 21.3 | 389.1739 | 21.3 | 389.1739
|  |  | 21.4 | 394.5217 | 21.4 | 394.5217
|  |  | 21.5 | 399.8696 | 21.5 | 399.8696
|  |  | 21.6 | 405.2174 | 21.6 | 405.2174
|  |  | 21.7 | 410.5652 | 21.7 | 410.5652
|  |  | 21.8 | 415.913 | 21.8 | 415.913
|  |  | 21.9 | 421.2609 | 21.9 | 421.2609
|  |  | 22 | 426.6087 | 22 | 426.6087
|  |  | 22.1 | 431.9565 | 22.1 | 431.9565
|  |  | 22.2 | 437.3043 | 22.2 | 437.3043
|  |  | 22.3 | 442.6522 | 22.3 | 442.6522
|  |  | 22.4 | 448 | 22.4 | 448
|  |  | 22.5 | 454 | 22.5 | 454
|  |  | 22.6 | 460 | 22.6 | 460
|  |  | 22.7 | 466 | 22.7 | 466
|  |  | 22.8 | 472 | 22.8 | 472
|  |  | 22.9 | 478 | 22.9 | 478
|  |  | 23 | 484 | 23 | 484
|  |  | 23.1 | 490 | 23.1 | 490
|  |  | 23.2 | 496 | 23.2 | 496
|  |  | 23.3 | 502 | 23.3 | 502
|  |  | 23.4 | 508 | 23.4 | 508
|  |  | 23.5 | 514 | 23.5 | 514
|  |  | 23.6 | 520 | 23.6 | 520
|  |  | 23.7 | 526 | 23.7 | 526
|  |  | 23.8 | 532 | 23.8 | 532
|  |  | 23.9 | 538 | 23.9 | 538
|  |  | 24 | 544 | 24 | 544
|  |  | 24.1 | 550 | 24.1 | 550
|  |  | 24.2 | 556 | 24.2 | 556
|  |  | 24.3 | 562 | 24.3 | 562
|  |  | 24.4 | 568 | 24.4 | 568
|  |  | 24.5 | 574 | 24.5 | 574
|  |  | 24.6 | 580 | 24.6 | 580
|  |  | 24.7 | 580.9091 | 24.7 | 580.9091
|  |  | 24.8 | 581.8182 | 24.8 | 581.8182
|  |  | 24.9 | 582.7273 | 24.9 | 582.7273
|  |  | 25 | 583.6364 | 25 | 583.6364
|  |  | 25.1 | 584.5455 | 25.1 | 584.5455
|  |  | 25.2 | 585.4545 | 25.2 | 585.4545
|  |  | 25.3 | 586.3636 | 25.3 | 586.3636
|  |  | 25.4 | 587.2727 | 25.4 | 587.2727
|  |  | 25.5 | 588.1818 | 25.5 | 588.1818
|  |  | 25.6 | 589.0909 | 25.6 | 589.0909
|  |  | 25.7 | 590 | 25.7 | 590
|  |  | 25.8 | 590.9091 | 25.8 | 590.9091
|  |  | 25.9 | 591.8182 | 25.9 | 591.8182
|  |  | 26 | 592.7273 | 26 | 592.7273
|  |  | 26.1 | 593.6364 | 26.1 | 593.6364
|  |  | 26.2 | 594.5455 | 26.2 | 594.5455
|  |  | 26.3 | 595.4545 | 26.3 | 595.4545
|  |  | 26.4 | 596.3636 | 26.4 | 596.3636
|  |  | 26.5 | 597.2727 | 26.5 | 597.2727
|  |  | 26.6 | 598.1818 | 26.6 | 598.1818
|  |  | 26.7 | 599.0909 | 26.7 | 599.0909
|  |  | 26.8 | 600 | 26.8 | 600
|  |  | 26.9 | 600 | 26.9 | 600
|  |  | 27 | 600 | 27 | 600
|  |  | 27.1 | 600 | 27.1 | 600
|  |  | 27.2 | 600 | 27.2 | 600
|  |  | 27.3 | 600 | 27.3 | 600
|  |  | 27.4 | 600 | 27.4 | 600
|  |  | 27.5 | 600 | 27.5 | 600
|  |  | 27.6 | 600 | 27.6 | 600
|  |  | 27.7 | 600 | 27.7 | 600
|  |  | 27.8 | 600 | 27.8 | 600
|  |  | 27.9 | 600 | 27.9 | 600
|  |  | 28 | 600 | 28 | 600
|  |  | 28.1 | 600 | 28.1 | 600
|  |  | 28.2 | 600 | 28.2 | 600
|  |  | 28.3 | 600 | 28.3 | 600
|  |  | 28.4 | 600 | 28.4 | 600
|  |  | 28.5 | 600 | 28.5 | 600
|  |  | 28.6 | 600 | 28.6 | 600
|  |  | 28.7 | 600 | 28.7 | 600
|  |  | 28.8 | 600 | 28.8 | 600
|  |  | 28.9 | 600 | 28.9 | 600
|  |  | 29 | 600 | 29 | 600
|  |  | 29.1 | 600 | 29.1 | 600
|  |  | 29.2 | 600 | 29.2 | 600
|  |  | 29.3 | 600 | 29.3 | 600
|  |  | 29.4 | 600 | 29.4 | 600
|  |  | 29.5 | 600 | 29.5 | 600
|  |  | 29.6 | 600 | 29.6 | 600
|  |  | 29.7 | 600 | 29.7 | 600
|  |  | 29.8 | 600 | 29.8 | 600
|  |  | 29.9 | 600 | 29.9 | 600
|  |  | 30 | 600 | 30 | 600
|  |  | 30.1 | 600 | 30.1 | 600
|  |  | 30.2 | 600 | 30.2 | 600
|  |  | 30.3 | 600 | 30.3 | 600
|  |  | 30.4 | 600 | 30.4 | 600
|  |  | 30.5 | 600 | 30.5 | 600
|  |  | 30.6 | 600 | 30.6 | 600
|  |  | 30.7 | 600 | 30.7 | 600
|  |  | 30.8 | 600 | 30.8 | 600
|  |  | 30.9 | 600 | 30.9 | 600
|  |  | 31 | 600 | 31 | 600
|  |  | 31.1 | 600 | 31.1 | 600
|  |  | 31.2 | 600 | 31.2 | 600
|  |  | 31.3 | 600 | 31.3 | 600
|  |  | 31.4 | 600 | 31.4 | 600
|  |  | 31.5 | 600 | 31.5 | 600
|  |  | 31.6 | 600 | 31.6 | 600
|  |  | 31.7 | 600 | 31.7 | 600
|  |  | 31.8 | 600 | 31.8 | 600
|  |  | 31.9 | 600 | 31.9 | 600
|  |  | 32 | 600 | 32 | 600
|  |  | 32.1 | 600 | 32.1 | 600
|  |  | 32.2 | 600 | 32.2 | 600
|  |  | 32.3 | 600 | 32.3 | 600
|  |  | 32.4 | 600 | 32.4 | 600
|  |  | 32.5 | 600 | 32.5 | 600
|  |  | 32.6 | 600 | 32.6 | 600
|  |  | 32.7 | 600 | 32.7 | 600
|  |  | 32.8 | 600 | 32.8 | 600
|  |  | 32.9 | 600 | 32.9 | 600
|  |  | 33 | 600 | 33 | 600
|  |  | 33.1 | 600 | 33.1 | 600
|  |  | 33.2 | 600 | 33.2 | 600
|  |  | 33.3 | 600 | 33.3 | 600
|  |  | 33.4 | 600 | 33.4 | 600
|  |  | 33.5 | 600 | 33.5 | 600
|  |  | 33.6 | 600 | 33.6 | 600
|  |  | 33.7 | 600 | 33.7 | 600
|  |  | 33.8 | 600 | 33.8 | 600
|  |  | 33.9 | 600 | 33.9 | 600
|  |  | 34 | 600 | 34 | 600
|  |  | 34.1 | 600 | 34.1 | 600
|  |  | 34.2 | 600 | 34.2 | 600
|  |  | 34.3 | 600 | 34.3 | 600
|  |  | 34.4 | 600 | 34.4 | 600
|  |  | 34.5 | 600 | 34.5 | 600
|  |  | 34.6 | 600 | 34.6 | 600
|  |  | 34.7 | 600 | 34.7 | 600
|  |  | 34.8 | 600 | 34.8 | 600
|  |  | 34.9 | 600 | 34.9 | 600
|  |  | 35 | 600 | 35 | 600
|  |  | 35.1 | 600 | 35.1 | 600
|  |  | 35.2 | 600 | 35.2 | 600
|  |  | 35.3 | 600 | 35.3 | 600
|  |  | 35.4 | 600 | 35.4 | 600
|  |  | 35.5 | 600 | 35.5 | 600
|  |  | 35.6 | 600 | 35.6 | 600
|  |  | 35.7 | 600 | 35.7 | 600
|  |  | 35.8 | 600 | 35.8 | 600
|  |  | 35.9 | 600 | 35.9 | 600
|  |  | 36 | 600 | 36 | 600
|  |  | 36.1 | 600 | 36.1 | 600
|  |  | 36.2 | 600 | 36.2 | 600
|  |  | 36.3 | 600 | 36.3 | 600
|  |  | 36.4 | 600 | 36.4 | 600
|  |  | 36.5 | 600 | 36.5 | 600
|  |  | 36.6 | 600 | 36.6 | 600
|  |  | 36.7 | 600 | 36.7 | 600
|  |  | 36.8 | 600 | 36.8 | 600
|  |  | 36.9 | 600 | 36.9 | 600
|  |  | 37 | 600 | 37 | 600
|  |  | 37.1 | 600 | 37.1 | 600
|  |  | 37.2 | 600 | 37.2 | 600
|  |  | 37.3 | 600 | 37.3 | 600
|  |  | 37.4 | 600 | 37.4 | 600
|  |  | 37.5 | 600 | 37.5 | 600
|  |  | 37.6 | 600 | 37.6 | 600
|  |  | 37.7 | 600 | 37.7 | 600
|  |  | 37.8 | 600 | 37.8 | 600
|  |  | 37.9 | 600 | 37.9 | 600
|  |  | 38 | 600 | 38 | 600
|  |  | 38.1 | 600 | 38.1 | 600
|  |  | 38.2 | 600 | 38.2 | 600
|  |  | 38.3 | 600 | 38.3 | 600
|  |  | 38.4 | 600 | 38.4 | 600
|  |  | 38.5 | 600 | 38.5 | 600
|  |  | 38.6 | 600 | 38.6 | 600
|  |  | 38.7 | 600 | 38.7 | 600
|  |  | 38.8 | 600 | 38.8 | 600
|  |  | 38.9 | 600 | 38.9 | 600
|  |  | 39 | 600 | 39 | 600
|  |  | 39.1 | 600 | 39.1 | 600
|  |  | 39.2 | 600 | 39.2 | 600
|  |  | 39.3 | 600 | 39.3 | 600
|  |  | 39.4 | 600 | 39.4 | 600
|  |  | 39.5 | 600 | 39.5 | 600
|  |  | 39.6 | 600 | 39.6 | 600
|  |  | 39.7 | 600 | 39.7 | 600
|  |  | 39.8 | 600 | 39.8 | 600
|  |  | 39.9 | 600 | 39.9 | 600
|  |  | 40 | 600 | 40 | 600
|  |  | 40.1 | 600 | 40.1 | 600
|  |  | 40.2 | 600 | 40.2 | 600
|  |  | 40.3 | 600 | 40.3 | 600
|  |  | 40.4 | 600 | 40.4 | 600
|  |  | 40.5 | 600 | 40.5 | 600
|  |  | 40.6 | 600 | 40.6 | 600
|  |  | 40.7 | 600 | 40.7 | 600
|  |  | 40.8 | 600 | 40.8 | 600
|  |  | 40.9 | 600 | 40.9 | 600
|  |  | 41 | 600 | 41 | 600
|  |  | 41.1 | 600 | 41.1 | 600
|  |  | 41.2 | 600 | 41.2 | 600
|  |  | 41.3 | 600 | 41.3 | 600
|  |  | 41.4 | 600 | 41.4 | 600
|  |  | 41.5 | 600 | 41.5 | 600
|  |  | 41.6 | 600 | 41.6 | 600
|  |  | 41.7 | 600 | 41.7 | 600
|  |  | 41.8 | 600 | 41.8 | 600
|  |  | 41.9 | 600 | 41.9 | 600
|  |  | 42 | 600 | 42 | 600
|  |  | 42.1 | 600 | 42.1 | 600
|  |  | 42.2 | 600 | 42.2 | 600
|  |  | 42.3 | 600 | 42.3 | 600
|  |  | 42.4 | 600 | 42.4 | 600
|  |  | 42.5 | 600 | 42.5 | 600
|  |  | 42.6 | 600 | 42.6 | 600
|  |  | 42.7 | 600 | 42.7 | 600
|  |  | 42.8 | 600 | 42.8 | 600
|  |  | 42.9 | 600 | 42.9 | 600
|  |  | 43 | 600 | 43 | 600
|  |  | 43.1 | 600 | 43.1 | 600
|  |  | 43.2 | 600 | 43.2 | 600
|  |  | 43.3 | 600 | 43.3 | 600
|  |  | 43.4 | 600 | 43.4 | 600
|  |  | 43.5 | 600 | 43.5 | 600
|  |  | 43.6 | 600 | 43.6 | 600
|  |  | 43.7 | 600 | 43.7 | 600
|  |  | 43.8 | 600 | 43.8 | 600
|  |  | 43.9 | 600 | 43.9 | 600
|  |  | 44 | 600 | 44 | 600
|  |  | 44.1 | 600 | 44.1 | 600
|  |  | 44.2 | 600 | 44.2 | 600
|  |  | 44.3 | 600 | 44.3 | 600
|  |  | 44.4 | 600 | 44.4 | 600
|  |  | 44.5 | 600 | 44.5 | 600
|  |  | 44.6 | 600 | 44.6 | 600
|  |  | 44.7 | 600 | 44.7 | 600
|  |  | 44.8 | 600 | 44.8 | 600
|  |  | 44.9 | 600 | 44.9 | 600
|  |  | 45 | 600 | 45 | 600
|  |  | 45.1 | 600 | 45.1 | 600
|  |  | 45.2 | 600 | 45.2 | 600
|  |  | 45.3 | 600 | 45.3 | 600
|  |  | 45.4 | 600 | 45.4 | 600
|  |  | 45.5 | 600 | 45.5 | 600
|  |  | 45.6 | 600 | 45.6 | 600
|  |  | 45.7 | 600 | 45.7 | 600
|  |  | 45.8 | 600 | 45.8 | 600
|  |  | 45.9 | 600 | 45.9 | 600
|  |  | 46 | 600 | 46 | 600
|  |  | 46.1 | 600 | 46.1 | 600
|  |  | 46.2 | 600 | 46.2 | 600
|  |  | 46.3 | 600 | 46.3 | 600
|  |  | 46.4 | 600 | 46.4 | 600
|  |  | 46.5 | 600 | 46.5 | 600
|  |  | 46.6 | 600 | 46.6 | 600
|  |  | 46.7 | 600 | 46.7 | 600
|  |  | 46.8 | 600 | 46.8 | 600
|  |  | 46.9 | 600 | 46.9 | 600
|  |  | 47 | 600 | 47 | 600
|  |  | 47.1 | 600 | 47.1 | 600
|  |  | 47.2 | 600 | 47.2 | 600
|  |  | 47.3 | 600 | 47.3 | 600
|  |  | 47.4 | 600 | 47.4 | 600
|  |  | 47.5 | 600 | 47.5 | 600
|  |  | 47.6 | 600 | 47.6 | 600
|  |  | 47.7 | 600 | 47.7 | 600
|  |  | 47.8 | 600 | 47.8 | 600
|  |  | 47.9 | 600 | 47.9 | 600
|  |  | 48 | 600 | 48 | 600
|  |  | 48.1 | 600 | 48.1 | 600
|  |  | 48.2 | 600 | 48.2 | 600
|  |  | 48.3 | 600 | 48.3 | 600
|  |  | 48.4 | 600 | 48.4 | 600
|  |  | 48.5 | 600 | 48.5 | 600
|  |  | 48.6 | 600 | 48.6 | 600
|  |  | 48.7 | 600 | 48.7 | 600
|  |  | 48.8 | 600 | 48.8 | 600
|  |  | 48.9 | 600 | 48.9 | 600
|  |  | 49 | 600 | 49 | 600
|  |  | 49.1 | 600 | 49.1 | 600
|  |  | 49.2 | 600 | 49.2 | 600
|  |  | 49.3 | 572.7273 | 49.3 | 572.7273
|  |  | 49.4 | 545.4545 | 49.4 | 545.4545
|  |  | 49.5 | 518.1818 | 49.5 | 518.1818
|  |  | 49.6 | 490.9091 | 49.6 | 490.9091
|  |  | 49.7 | 463.6364 | 49.7 | 463.6364
|  |  | 49.8 | 436.3636 | 49.8 | 436.3636
|  |  | 49.9 | 409.0909 | 49.9 | 409.0909
|  |  | 50 | 381.8182 | 50 | 381.8182
|  |  | 50.1 | 354.5455 | 50.1 | 354.5455
|  |  | 50.2 | 327.2727 | 50.2 | 327.2727
|  |  | 50.3 | 300 | 50.3 | 300
|  |  | 50.4 | 272.7273 | 50.4 | 272.7273
|  |  | 50.5 | 245.4545 | 50.5 | 245.4545
|  |  | 50.6 | 218.1818 | 50.6 | 218.1818
|  |  | 50.7 | 190.9091 | 50.7 | 190.9091
|  |  | 50.8 | 163.6364 | 50.8 | 163.6364
|  |  | 50.9 | 136.3636 | 50.9 | 136.3636
|  |  | 51 | 109.0909 | 51 | 109.0909
|  |  | 51.1 | 81.8182 | 51.1 | 81.8182
|  |  | 51.2 | 54.5455 | 51.2 | 54.5455
|  |  | 51.3 | 27.2727 | 51.3 | 27.2727
|  |  | 51.4 | 0 | 51.4 | 0
|  |  | 51.5 | 0 | 51.5 | 0
|  |  | 51.6 | 0 | 51.6 | 0
|  |  | 51.7 | 0 | 51.7 | 0
|  |  | 51.8 | 0 | 51.8 | 0
|  |  | 51.9 | 0 | 51.9 | 0
|  |  | 52 | 0 | 52 | 0
|  |  | 52.1 | 0 | 52.1 | 0
|  |  | 52.2 | 0 | 52.2 | 0
|  |  | 52.3 | 0 | 52.3 | 0
|  |  | 52.4 | 0 | 52.4 | 0
|  |  | 52.5 | 0 | 52.5 | 0
|  |  | 52.6 | 0 | 52.6 | 0
|  |  | 52.7 | 0 | 52.7 | 0
|  |  | 52.8 | 0 | 52.8 | 0
|  |  | 52.9 | 0 | 52.9 | 0
|  |  | 53 | 0 | 53 | 0
|  |  | 53.1 | 0 | 53.1 | 0
|  |  | 53.2 | 0 | 53.2 | 0
|  |  | 53.3 | 0 | 53.3 | 0
|  |  | 53.4 | 0 | 53.4 | 0
|  |  | 53.5 | 0 | 53.5 | 0
|  |  | 53.6 | 0 | 53.6 | 0
|  |  | 53.7 | 0 | 53.7 | 0
|  |  | 53.8 | 0 | 53.8 | 0
|  |  | 53.9 | 0 | 53.9 | 0
|  |  | 54 | 0 | 54 | 0
|  |  | 54.1 | 0 | 54.1 | 0
|  |  | 54.2 | 0 | 54.2 | 0
|  |  | 54.3 | 0 | 54.3 | 0
|  |  | 54.4 | 0 | 54.4 | 0
|  |  | 54.5 | 0 | 54.5 | 0
|  |  | 54.6 | 0 | 54.6 | 0
|  |  | 54.7 | 0 | 54.7 | 0
|  |  | 54.8 | 0 | 54.8 | 0
|  |  | 54.9 | 0 | 54.9 | 0
|  |  | 55 | 0 | 55 | 0
|  |  | 55.1 | 0 | 55.1 | 0
|  |  | 55.2 | 0 | 55.2 | 0
|  |  | 55.3 | 0 | 55.3 | 0
|  |  | 55.4 | 0 | 55.4 | 0
|  |  | 55.5 | 0 | 55.5 | 0
|  |  | 55.6 | 0 | 55.6 | 0
|  |  | 55.7 | 0 | 55.7 | 0
|  |  | 55.8 | 0 | 55.8 | 0
|  |  | 55.9 | 0 | 55.9 | 0
|  |  | 56 | 0 | 56 | 0
|  |  | 56.1 | 0 | 56.1 | 0
|  |  | 56.2 | 0 | 56.2 | 0
|  |  | 56.3 | 0 | 56.3 | 0
|  |  | 56.4 | 0 | 56.4 | 0
|  |  | 56.5 | 0 | 56.5 | 0
|  |  | 56.6 | 0 | 56.6 | 0
|  |  | 56.7 | 0 | 56.7 | 0
|  |  | 56.8 | 0 | 56.8 | 0
|  |  | 56.9 | 0 | 56.9 | 0
|  |  | 57 | 0 | 57 | 0
|  |  | 57.1 | 0 | 57.1 | 0
|  |  | 57.2 | 0 | 57.2 | 0
|  |  | 57.3 | 0 | 57.3 | 0
|  |  | 57.4 | 0 | 57.4 | 0
|  |  | 57.5 | 0 | 57.5 | 0
|  |  | 57.6 | 0 | 57.6 | 0
|  |  | 57.7 | 0 | 57.7 | 0
|  |  | 57.8 | 0 | 57.8 | 0
|  |  | 57.9 | 0 | 57.9 | 0
|  |  | 58 | 0 | 58 | 0
|  |  | 58.1 | 0 | 58.1 | 0
|  |  | 58.2 | 0 | 58.2 | 0
|  |  | 58.3 | 0 | 58.3 | 0
|  |  | 58.4 | 0 | 58.4 | 0
|  |  | 58.5 | 0 | 58.5 | 0
|  |  | 58.6 | 0 | 58.6 | 0
|  |  | 58.7 | 0 | 58.7 | 0
|  |  | 58.8 | 0 | 58.8 | 0
|  |  | 58.9 | 0 | 58.9 | 0
|  |  | 59 | 0 | 59 | 0
|  |  | 59.1 | 0 | 59.1 | 0
|  |  | 59.2 | 0 | 59.2 | 0
|  |  | 59.3 | 0 | 59.3 | 0
|  |  | 59.4 | 0 | 59.4 | 0
|  |  | 59.5 | 0 | 59.5 | 0
|  |  | 59.6 | 0 | 59.6 | 0
|  |  | 59.7 | 0 | 59.7 | 0
|  |  | 59.8 | 0 | 59.8 | 0
|  |  | 59.9 | 0 | 59.9 | 0
|  |  | 60 | 0 | 60 | 0
|  |  | 60.1 | 0 | 60.1 | 0
|  |  | 60.2 | 0 | 60.2 | 0
|  |  | 60.3 | 0 | 60.3 | 0
|  |  | 60.4 | 0 | 60.4 | 0
|  |  | 60.5 | 0 | 60.5 | 0
|  |  | 60.6 | 0 | 60.6 | 0
|  |  | 60.7 | 0 | 60.7 | 0
|  |  | 60.8 | 0 | 60.8 | 0
|  |  | 60.9 | 0 | 60.9 | 0
|  |  | 61 | 0 | 61 | 0
|  |  | 61.1 | 0 | 61.1 | 0
|  |  | 61.2 | 0 | 61.2 | 0
|  |  | 61.3 | 0 | 61.3 | 0
|  |  | 61.4 | 0 | 61.4 | 0
|  |  | 61.5 | 0 | 61.5 | 0
|  |  | 61.6 | 0 | 61.6 | 0
|  |  | 61.7 | 0 | 61.7 | 0
|  |  | 61.8 | 0 | 61.8 | 0
|  |  | 61.9 | 0 | 61.9 | 0
|  |  | 62 | 0 | 62 | 0
|  |  | 62.1 | 0 | 62.1 | 0
|  |  | 62.2 | 0 | 62.2 | 0
|  |  | 62.3 | 0 | 62.3 | 0
|  |  | 62.4 | 0 | 62.4 | 0
|  |  | 62.5 | 0 | 62.5 | 0
|  |  | 62.6 | 0 | 62.6 | 0
|  |  | 62.7 | 0 | 62.7 | 0
|  |  | 62.8 | 0 | 62.8 | 0
|  |  | 62.9 | 0 | 62.9 | 0
|  |  | 63 | 0 | 63 | 0
|  |  | 63.1 | 0 | 63.1 | 0
|  |  | 63.2 | 0 | 63.2 | 0
|  |  | 63.3 | 0 | 63.3 | 0
|  |  | 63.4 | 0 | 63.4 | 0
|  |  | 63.5 | 0 | 63.5 | 0
|  |  | 63.6 | 0 | 63.6 | 0
|  |  | 63.7 | 0 | 63.7 | 0
|  |  | 63.8 | 0 | 63.8 | 0
|  |  | 63.9 | 0 | 63.9 | 0
|  |  | 64 | 0 | 64 | 0
|  |  | 64.1 | 0 | 64.1 | 0
|  |  | 64.2 | 0 | 64.2 | 0
|  |  | 64.3 | 0 | 64.3 | 0
|  |  | 64.4 | 0 | 64.4 | 0
|  |  | 64.5 | 0 | 64.5 | 0
|  |  | 64.6 | 0 | 64.6 | 0
|  |  | 64.7 | 0 | 64.7 | 0
|  |  | 64.8 | 0 | 64.8 | 0
|  |  | 64.9 | 0 | 64.9 | 0
|  |  | 65 | 0 | 65 | 0
|  |  | 65.1 | 0 | 65.1 | 0
|  |  | 65.2 | 0 | 65.2 | 0
|  |  | 65.3 | 0 | 65.3 | 0
|  |  | 65.4 | 0 | 65.4 | 0
|  |  | 65.5 | 0 | 65.5 | 0
|  |  | 65.6 | 0 | 65.6 | 0
|  |  | 65.7 | 0 | 65.7 | 0
|  |  | 65.8 | 0 | 65.8 | 0
|  |  | 65.9 | 0 | 65.9 | 0
|  |  | 66 | 0 | 66 | 0
|  |  | 66.1 | 0 | 66.1 | 0
|  |  | 66.2 | 0 | 66.2 | 0
|  |  | 66.3 | 0 | 66.3 | 0
|  |  | 66.4 | 0 | 66.4 | 0
|  |  | 66.5 | 0 | 66.5 | 0
|  |  | 66.6 | 0 | 66.6 | 0
|  |  | 66.7 | 0 | 66.7 | 0
|  |  | 66.8 | 0 | 66.8 | 0
|  |  | 66.9 | 0 | 66.9 | 0
|  |  | 67 | 0 | 67 | 0
|  |  | 67.1 | 0 | 67.1 | 0

## DW600-48
Manufacturer: | DeWind
Conversion Factor
Turbine: | DW600 kW, 48m rotor |  | 1 m/s = 2.23693629205 MPH
Rated: | 600 |  | Cut-In Speed [mph]
6.7
Windspeed Units: | m/s, MPH
Cut-Out Speed [mph]
Power Units: | kW |  | 42.5
Air Density: | 1.225 kg/m3
Turbulence: | .00
Temperature: | 0 F
Elevation: | 0 FT |  |  |  | Scale To: | 600
Manufacturer's Power Curve Table |  |  | Derived Power Curve Table |  | Scaled Power Curve Table
Windspeed [m/s] | Windspeed [MPH] | Power [kW] | Windspeed [MPH] | Power [kW] | Windspeed [MPH] | Power [kW]
0 | 0 | 0 | 0 | 0 | 0 | 0
1 | 2.2 | 0 | 0.1 | 0 | 0.1 | 0
2 | 4.5 | 0 | 0.2 | 0 | 0.2 | 0
3 | 6.7 | 7 | 0.3 | 0 | 0.3 | 0
4 | 8.9 | 22 | 0.4 | 0 | 0.4 | 0
5 | 11.2 | 52 | 0.5 | 0 | 0.5 | 0
6 | 13.4 | 93 | 0.6 | 0 | 0.6 | 0
7 | 15.7 | 158 | 0.7 | 0 | 0.7 | 0
8 | 17.9 | 244 | 0.8 | 0 | 0.8 | 0
9 | 20.1 | 354 | 0.9 | 0 | 0.9 | 0
10 | 22.4 | 489 | 1 | 0 | 1 | 0
11 | 24.6 | 590 | 1.1 | 0 | 1.1 | 0
12 | 26.8 | 600 | 1.2 | 0 | 1.2 | 0
13 | 29.1 | 600 | 1.3 | 0 | 1.3 | 0
14 | 31.3 | 600 | 1.4 | 0 | 1.4 | 0
15 | 33.6 | 600 | 1.5 | 0 | 1.5 | 0
16 | 35.8 | 600 | 1.6 | 0 | 1.6 | 0
17 | 38 | 600 | 1.7 | 0 | 1.7 | 0
18 | 40.3 | 600 | 1.8 | 0 | 1.8 | 0
19 | 42.5 | 600 | 1.9 | 0 | 1.9 | 0
20 | 44.7 | 0 | 2 | 0 | 2 | 0
21 | 47 | 0 | 2.1 | 0 | 2.1 | 0
22 | 49.2 | 0 | 2.2 | 0 | 2.2 | 0
23 | 51.4 | 0 | 2.3 | 0 | 2.3 | 0
24 | 53.7 | 0 | 2.4 | 0 | 2.4 | 0
25 | 55.9 | 0 | 2.5 | 0 | 2.5 | 0
26 | 58.2 | 0 | 2.6 | 0 | 2.6 | 0
27 | 60.4 | 0 | 2.7 | 0 | 2.7 | 0
28 | 62.6 | 0 | 2.8 | 0 | 2.8 | 0 | NOTE:
29 | 64.9 | 0 | 2.9 | 0 | 2.9 | 0 | Data is converted to MPH from manufacturer's data of whole m/s and then interpolated linearly at every .1 MPH.
30 | 67.1 | 0 | 3 | 0 | 3 | 0 | Convert source data of graphs to read from current page.
|  |  | 3.1 | 0 | 3.1 | 0 | Enter manufacturer's data into table; derived table and graphs will fill automatically.
|  |  | 3.2 | 0 | 3.2 | 0
|  |  | 3.3 | 0 | 3.3 | 0
|  |  | 3.4 | 0 | 3.4 | 0
|  |  | 3.5 | 0 | 3.5 | 0
|  |  | 3.6 | 0 | 3.6 | 0
|  |  | 3.7 | 0 | 3.7 | 0
|  |  | 3.8 | 0 | 3.8 | 0
|  |  | 3.9 | 0 | 3.9 | 0
|  |  | 4 | 0 | 4 | 0
|  |  | 4.1 | 0 | 4.1 | 0
|  |  | 4.2 | 0 | 4.2 | 0
|  |  | 4.3 | 0 | 4.3 | 0
|  |  | 4.4 | 0 | 4.4 | 0
|  |  | 4.5 | 0 | 4.5 | 0
|  |  | 4.6 | 0.31818 | 4.6 | 0.31818
|  |  | 4.7 | 0.63636 | 4.7 | 0.63636
|  |  | 4.8 | 0.95455 | 4.8 | 0.95455
|  |  | 4.9 | 1.2727 | 4.9 | 1.2727
|  |  | 5 | 1.5909 | 5 | 1.5909
|  |  | 5.1 | 1.9091 | 5.1 | 1.9091
|  |  | 5.2 | 2.2273 | 5.2 | 2.2273
|  |  | 5.3 | 2.5455 | 5.3 | 2.5455
|  |  | 5.4 | 2.8636 | 5.4 | 2.8636
|  |  | 5.5 | 3.1818 | 5.5 | 3.1818
|  |  | 5.6 | 3.5 | 5.6 | 3.5
|  |  | 5.7 | 3.8182 | 5.7 | 3.8182
|  |  | 5.8 | 4.1364 | 5.8 | 4.1364
|  |  | 5.9 | 4.4545 | 5.9 | 4.4545
|  |  | 6 | 4.7727 | 6 | 4.7727
|  |  | 6.1 | 5.0909 | 6.1 | 5.0909
|  |  | 6.2 | 5.4091 | 6.2 | 5.4091
|  |  | 6.3 | 5.7273 | 6.3 | 5.7273
|  |  | 6.4 | 6.0455 | 6.4 | 6.0455
|  |  | 6.5 | 6.3636 | 6.5 | 6.3636
|  |  | 6.6 | 6.6818 | 6.6 | 6.6818
|  |  | 6.7 | 7 | 6.7 | 7
|  |  | 6.8 | 7.6818 | 6.8 | 7.6818
|  |  | 6.9 | 8.3636 | 6.9 | 8.3636
|  |  | 7 | 9.0455 | 7 | 9.0455
|  |  | 7.1 | 9.7273 | 7.1 | 9.7273
|  |  | 7.2 | 10.4091 | 7.2 | 10.4091
|  |  | 7.3 | 11.0909 | 7.3 | 11.0909
|  |  | 7.4 | 11.7727 | 7.4 | 11.7727
|  |  | 7.5 | 12.4545 | 7.5 | 12.4545
|  |  | 7.6 | 13.1364 | 7.6 | 13.1364
|  |  | 7.7 | 13.8182 | 7.7 | 13.8182
|  |  | 7.8 | 14.5 | 7.8 | 14.5
|  |  | 7.9 | 15.1818 | 7.9 | 15.1818
|  |  | 8 | 15.8636 | 8 | 15.8636
|  |  | 8.1 | 16.5455 | 8.1 | 16.5455
|  |  | 8.2 | 17.2273 | 8.2 | 17.2273
|  |  | 8.3 | 17.9091 | 8.3 | 17.9091
|  |  | 8.4 | 18.5909 | 8.4 | 18.5909
|  |  | 8.5 | 19.2727 | 8.5 | 19.2727
|  |  | 8.6 | 19.9545 | 8.6 | 19.9545
|  |  | 8.7 | 20.6364 | 8.7 | 20.6364
|  |  | 8.8 | 21.3182 | 8.8 | 21.3182
|  |  | 8.9 | 22 | 8.9 | 22
|  |  | 9 | 23.3043 | 9 | 23.3043
|  |  | 9.1 | 24.6087 | 9.1 | 24.6087
|  |  | 9.2 | 25.913 | 9.2 | 25.913
|  |  | 9.3 | 27.2174 | 9.3 | 27.2174
|  |  | 9.4 | 28.5217 | 9.4 | 28.5217
|  |  | 9.5 | 29.8261 | 9.5 | 29.8261
|  |  | 9.6 | 31.1304 | 9.6 | 31.1304
|  |  | 9.7 | 32.4348 | 9.7 | 32.4348
|  |  | 9.8 | 33.7391 | 9.8 | 33.7391
|  |  | 9.9 | 35.0435 | 9.9 | 35.0435
|  |  | 10 | 36.3478 | 10 | 36.3478
|  |  | 10.1 | 37.6522 | 10.1 | 37.6522
|  |  | 10.2 | 38.9565 | 10.2 | 38.9565
|  |  | 10.3 | 40.2609 | 10.3 | 40.2609
|  |  | 10.4 | 41.5652 | 10.4 | 41.5652
|  |  | 10.5 | 42.8696 | 10.5 | 42.8696
|  |  | 10.6 | 44.1739 | 10.6 | 44.1739
|  |  | 10.7 | 45.4783 | 10.7 | 45.4783
|  |  | 10.8 | 46.7826 | 10.8 | 46.7826
|  |  | 10.9 | 48.087 | 10.9 | 48.087
|  |  | 11 | 49.3913 | 11 | 49.3913
|  |  | 11.1 | 50.6957 | 11.1 | 50.6957
|  |  | 11.2 | 52 | 11.2 | 52
|  |  | 11.3 | 53.8636 | 11.3 | 53.8636
|  |  | 11.4 | 55.7273 | 11.4 | 55.7273
|  |  | 11.5 | 57.5909 | 11.5 | 57.5909
|  |  | 11.6 | 59.4545 | 11.6 | 59.4545
|  |  | 11.7 | 61.3182 | 11.7 | 61.3182
|  |  | 11.8 | 63.1818 | 11.8 | 63.1818
|  |  | 11.9 | 65.0455 | 11.9 | 65.0455
|  |  | 12 | 66.9091 | 12 | 66.9091
|  |  | 12.1 | 68.7727 | 12.1 | 68.7727
|  |  | 12.2 | 70.6364 | 12.2 | 70.6364
|  |  | 12.3 | 72.5 | 12.3 | 72.5
|  |  | 12.4 | 74.3636 | 12.4 | 74.3636
|  |  | 12.5 | 76.2273 | 12.5 | 76.2273
|  |  | 12.6 | 78.0909 | 12.6 | 78.0909
|  |  | 12.7 | 79.9545 | 12.7 | 79.9545
|  |  | 12.8 | 81.8182 | 12.8 | 81.8182
|  |  | 12.9 | 83.6818 | 12.9 | 83.6818
|  |  | 13 | 85.5455 | 13 | 85.5455
|  |  | 13.1 | 87.4091 | 13.1 | 87.4091
|  |  | 13.2 | 89.2727 | 13.2 | 89.2727
|  |  | 13.3 | 91.1364 | 13.3 | 91.1364
|  |  | 13.4 | 93 | 13.4 | 93
|  |  | 13.5 | 95.8261 | 13.5 | 95.8261
|  |  | 13.6 | 98.6522 | 13.6 | 98.6522
|  |  | 13.7 | 101.4783 | 13.7 | 101.4783
|  |  | 13.8 | 104.3043 | 13.8 | 104.3043
|  |  | 13.9 | 107.1304 | 13.9 | 107.1304
|  |  | 14 | 109.9565 | 14 | 109.9565
|  |  | 14.1 | 112.7826 | 14.1 | 112.7826
|  |  | 14.2 | 115.6087 | 14.2 | 115.6087
|  |  | 14.3 | 118.4348 | 14.3 | 118.4348
|  |  | 14.4 | 121.2609 | 14.4 | 121.2609
|  |  | 14.5 | 124.087 | 14.5 | 124.087
|  |  | 14.6 | 126.913 | 14.6 | 126.913
|  |  | 14.7 | 129.7391 | 14.7 | 129.7391
|  |  | 14.8 | 132.5652 | 14.8 | 132.5652
|  |  | 14.9 | 135.3913 | 14.9 | 135.3913
|  |  | 15 | 138.2174 | 15 | 138.2174
|  |  | 15.1 | 141.0435 | 15.1 | 141.0435
|  |  | 15.2 | 143.8696 | 15.2 | 143.8696
|  |  | 15.3 | 146.6957 | 15.3 | 146.6957
|  |  | 15.4 | 149.5217 | 15.4 | 149.5217
|  |  | 15.5 | 152.3478 | 15.5 | 152.3478
|  |  | 15.6 | 155.1739 | 15.6 | 155.1739
|  |  | 15.7 | 158 | 15.7 | 158
|  |  | 15.8 | 161.9091 | 15.8 | 161.9091
|  |  | 15.9 | 165.8182 | 15.9 | 165.8182
|  |  | 16 | 169.7273 | 16 | 169.7273
|  |  | 16.1 | 173.6364 | 16.1 | 173.6364
|  |  | 16.2 | 177.5455 | 16.2 | 177.5455
|  |  | 16.3 | 181.4545 | 16.3 | 181.4545
|  |  | 16.4 | 185.3636 | 16.4 | 185.3636
|  |  | 16.5 | 189.2727 | 16.5 | 189.2727
|  |  | 16.6 | 193.1818 | 16.6 | 193.1818
|  |  | 16.7 | 197.0909 | 16.7 | 197.0909
|  |  | 16.8 | 201 | 16.8 | 201
|  |  | 16.9 | 204.9091 | 16.9 | 204.9091
|  |  | 17 | 208.8182 | 17 | 208.8182
|  |  | 17.1 | 212.7273 | 17.1 | 212.7273
|  |  | 17.2 | 216.6364 | 17.2 | 216.6364
|  |  | 17.3 | 220.5455 | 17.3 | 220.5455
|  |  | 17.4 | 224.4545 | 17.4 | 224.4545
|  |  | 17.5 | 228.3636 | 17.5 | 228.3636
|  |  | 17.6 | 232.2727 | 17.6 | 232.2727
|  |  | 17.7 | 236.1818 | 17.7 | 236.1818
|  |  | 17.8 | 240.0909 | 17.8 | 240.0909
|  |  | 17.9 | 244 | 17.9 | 244
|  |  | 18 | 249 | 18 | 249
|  |  | 18.1 | 254 | 18.1 | 254
|  |  | 18.2 | 259 | 18.2 | 259
|  |  | 18.3 | 264 | 18.3 | 264
|  |  | 18.4 | 269 | 18.4 | 269
|  |  | 18.5 | 274 | 18.5 | 274
|  |  | 18.6 | 279 | 18.6 | 279
|  |  | 18.7 | 284 | 18.7 | 284
|  |  | 18.8 | 289 | 18.8 | 289
|  |  | 18.9 | 294 | 18.9 | 294
|  |  | 19 | 299 | 19 | 299
|  |  | 19.1 | 304 | 19.1 | 304
|  |  | 19.2 | 309 | 19.2 | 309
|  |  | 19.3 | 314 | 19.3 | 314
|  |  | 19.4 | 319 | 19.4 | 319
|  |  | 19.5 | 324 | 19.5 | 324
|  |  | 19.6 | 329 | 19.6 | 329
|  |  | 19.7 | 334 | 19.7 | 334
|  |  | 19.8 | 339 | 19.8 | 339
|  |  | 19.9 | 344 | 19.9 | 344
|  |  | 20 | 349 | 20 | 349
|  |  | 20.1 | 354 | 20.1 | 354
|  |  | 20.2 | 359.8696 | 20.2 | 359.8696
|  |  | 20.3 | 365.7391 | 20.3 | 365.7391
|  |  | 20.4 | 371.6087 | 20.4 | 371.6087
|  |  | 20.5 | 377.4783 | 20.5 | 377.4783
|  |  | 20.6 | 383.3478 | 20.6 | 383.3478
|  |  | 20.7 | 389.2174 | 20.7 | 389.2174
|  |  | 20.8 | 395.087 | 20.8 | 395.087
|  |  | 20.9 | 400.9565 | 20.9 | 400.9565
|  |  | 21 | 406.8261 | 21 | 406.8261
|  |  | 21.1 | 412.6957 | 21.1 | 412.6957
|  |  | 21.2 | 418.5652 | 21.2 | 418.5652
|  |  | 21.3 | 424.4348 | 21.3 | 424.4348
|  |  | 21.4 | 430.3043 | 21.4 | 430.3043
|  |  | 21.5 | 436.1739 | 21.5 | 436.1739
|  |  | 21.6 | 442.0435 | 21.6 | 442.0435
|  |  | 21.7 | 447.913 | 21.7 | 447.913
|  |  | 21.8 | 453.7826 | 21.8 | 453.7826
|  |  | 21.9 | 459.6522 | 21.9 | 459.6522
|  |  | 22 | 465.5217 | 22 | 465.5217
|  |  | 22.1 | 471.3913 | 22.1 | 471.3913
|  |  | 22.2 | 477.2609 | 22.2 | 477.2609
|  |  | 22.3 | 483.1304 | 22.3 | 483.1304
|  |  | 22.4 | 489 | 22.4 | 489
|  |  | 22.5 | 493.5909 | 22.5 | 493.5909
|  |  | 22.6 | 498.1818 | 22.6 | 498.1818
|  |  | 22.7 | 502.7727 | 22.7 | 502.7727
|  |  | 22.8 | 507.3636 | 22.8 | 507.3636
|  |  | 22.9 | 511.9545 | 22.9 | 511.9545
|  |  | 23 | 516.5455 | 23 | 516.5455
|  |  | 23.1 | 521.1364 | 23.1 | 521.1364
|  |  | 23.2 | 525.7273 | 23.2 | 525.7273
|  |  | 23.3 | 530.3182 | 23.3 | 530.3182
|  |  | 23.4 | 534.9091 | 23.4 | 534.9091
|  |  | 23.5 | 539.5 | 23.5 | 539.5
|  |  | 23.6 | 544.0909 | 23.6 | 544.0909
|  |  | 23.7 | 548.6818 | 23.7 | 548.6818
|  |  | 23.8 | 553.2727 | 23.8 | 553.2727
|  |  | 23.9 | 557.8636 | 23.9 | 557.8636
|  |  | 24 | 562.4545 | 24 | 562.4545
|  |  | 24.1 | 567.0455 | 24.1 | 567.0455
|  |  | 24.2 | 571.6364 | 24.2 | 571.6364
|  |  | 24.3 | 576.2273 | 24.3 | 576.2273
|  |  | 24.4 | 580.8182 | 24.4 | 580.8182
|  |  | 24.5 | 585.4091 | 24.5 | 585.4091
|  |  | 24.6 | 590 | 24.6 | 590
|  |  | 24.7 | 590.4545 | 24.7 | 590.4545
|  |  | 24.8 | 590.9091 | 24.8 | 590.9091
|  |  | 24.9 | 591.3636 | 24.9 | 591.3636
|  |  | 25 | 591.8182 | 25 | 591.8182
|  |  | 25.1 | 592.2727 | 25.1 | 592.2727
|  |  | 25.2 | 592.7273 | 25.2 | 592.7273
|  |  | 25.3 | 593.1818 | 25.3 | 593.1818
|  |  | 25.4 | 593.6364 | 25.4 | 593.6364
|  |  | 25.5 | 594.0909 | 25.5 | 594.0909
|  |  | 25.6 | 594.5455 | 25.6 | 594.5455
|  |  | 25.7 | 595 | 25.7 | 595
|  |  | 25.8 | 595.4545 | 25.8 | 595.4545
|  |  | 25.9 | 595.9091 | 25.9 | 595.9091
|  |  | 26 | 596.3636 | 26 | 596.3636
|  |  | 26.1 | 596.8182 | 26.1 | 596.8182
|  |  | 26.2 | 597.2727 | 26.2 | 597.2727
|  |  | 26.3 | 597.7273 | 26.3 | 597.7273
|  |  | 26.4 | 598.1818 | 26.4 | 598.1818
|  |  | 26.5 | 598.6364 | 26.5 | 598.6364
|  |  | 26.6 | 599.0909 | 26.6 | 599.0909
|  |  | 26.7 | 599.5455 | 26.7 | 599.5455
|  |  | 26.8 | 600 | 26.8 | 600
|  |  | 26.9 | 600 | 26.9 | 600
|  |  | 27 | 600 | 27 | 600
|  |  | 27.1 | 600 | 27.1 | 600
|  |  | 27.2 | 600 | 27.2 | 600
|  |  | 27.3 | 600 | 27.3 | 600
|  |  | 27.4 | 600 | 27.4 | 600
|  |  | 27.5 | 600 | 27.5 | 600
|  |  | 27.6 | 600 | 27.6 | 600
|  |  | 27.7 | 600 | 27.7 | 600
|  |  | 27.8 | 600 | 27.8 | 600
|  |  | 27.9 | 600 | 27.9 | 600
|  |  | 28 | 600 | 28 | 600
|  |  | 28.1 | 600 | 28.1 | 600
|  |  | 28.2 | 600 | 28.2 | 600
|  |  | 28.3 | 600 | 28.3 | 600
|  |  | 28.4 | 600 | 28.4 | 600
|  |  | 28.5 | 600 | 28.5 | 600
|  |  | 28.6 | 600 | 28.6 | 600
|  |  | 28.7 | 600 | 28.7 | 600
|  |  | 28.8 | 600 | 28.8 | 600
|  |  | 28.9 | 600 | 28.9 | 600
|  |  | 29 | 600 | 29 | 600
|  |  | 29.1 | 600 | 29.1 | 600
|  |  | 29.2 | 600 | 29.2 | 600
|  |  | 29.3 | 600 | 29.3 | 600
|  |  | 29.4 | 600 | 29.4 | 600
|  |  | 29.5 | 600 | 29.5 | 600
|  |  | 29.6 | 600 | 29.6 | 600
|  |  | 29.7 | 600 | 29.7 | 600
|  |  | 29.8 | 600 | 29.8 | 600
|  |  | 29.9 | 600 | 29.9 | 600
|  |  | 30 | 600 | 30 | 600
|  |  | 30.1 | 600 | 30.1 | 600
|  |  | 30.2 | 600 | 30.2 | 600
|  |  | 30.3 | 600 | 30.3 | 600
|  |  | 30.4 | 600 | 30.4 | 600
|  |  | 30.5 | 600 | 30.5 | 600
|  |  | 30.6 | 600 | 30.6 | 600
|  |  | 30.7 | 600 | 30.7 | 600
|  |  | 30.8 | 600 | 30.8 | 600
|  |  | 30.9 | 600 | 30.9 | 600
|  |  | 31 | 600 | 31 | 600
|  |  | 31.1 | 600 | 31.1 | 600
|  |  | 31.2 | 600 | 31.2 | 600
|  |  | 31.3 | 600 | 31.3 | 600
|  |  | 31.4 | 600 | 31.4 | 600
|  |  | 31.5 | 600 | 31.5 | 600
|  |  | 31.6 | 600 | 31.6 | 600
|  |  | 31.7 | 600 | 31.7 | 600
|  |  | 31.8 | 600 | 31.8 | 600
|  |  | 31.9 | 600 | 31.9 | 600
|  |  | 32 | 600 | 32 | 600
|  |  | 32.1 | 600 | 32.1 | 600
|  |  | 32.2 | 600 | 32.2 | 600
|  |  | 32.3 | 600 | 32.3 | 600
|  |  | 32.4 | 600 | 32.4 | 600
|  |  | 32.5 | 600 | 32.5 | 600
|  |  | 32.6 | 600 | 32.6 | 600
|  |  | 32.7 | 600 | 32.7 | 600
|  |  | 32.8 | 600 | 32.8 | 600
|  |  | 32.9 | 600 | 32.9 | 600
|  |  | 33 | 600 | 33 | 600
|  |  | 33.1 | 600 | 33.1 | 600
|  |  | 33.2 | 600 | 33.2 | 600
|  |  | 33.3 | 600 | 33.3 | 600
|  |  | 33.4 | 600 | 33.4 | 600
|  |  | 33.5 | 600 | 33.5 | 600
|  |  | 33.6 | 600 | 33.6 | 600
|  |  | 33.7 | 600 | 33.7 | 600
|  |  | 33.8 | 600 | 33.8 | 600
|  |  | 33.9 | 600 | 33.9 | 600
|  |  | 34 | 600 | 34 | 600
|  |  | 34.1 | 600 | 34.1 | 600
|  |  | 34.2 | 600 | 34.2 | 600
|  |  | 34.3 | 600 | 34.3 | 600
|  |  | 34.4 | 600 | 34.4 | 600
|  |  | 34.5 | 600 | 34.5 | 600
|  |  | 34.6 | 600 | 34.6 | 600
|  |  | 34.7 | 600 | 34.7 | 600
|  |  | 34.8 | 600 | 34.8 | 600
|  |  | 34.9 | 600 | 34.9 | 600
|  |  | 35 | 600 | 35 | 600
|  |  | 35.1 | 600 | 35.1 | 600
|  |  | 35.2 | 600 | 35.2 | 600
|  |  | 35.3 | 600 | 35.3 | 600
|  |  | 35.4 | 600 | 35.4 | 600
|  |  | 35.5 | 600 | 35.5 | 600
|  |  | 35.6 | 600 | 35.6 | 600
|  |  | 35.7 | 600 | 35.7 | 600
|  |  | 35.8 | 600 | 35.8 | 600
|  |  | 35.9 | 600 | 35.9 | 600
|  |  | 36 | 600 | 36 | 600
|  |  | 36.1 | 600 | 36.1 | 600
|  |  | 36.2 | 600 | 36.2 | 600
|  |  | 36.3 | 600 | 36.3 | 600
|  |  | 36.4 | 600 | 36.4 | 600
|  |  | 36.5 | 600 | 36.5 | 600
|  |  | 36.6 | 600 | 36.6 | 600
|  |  | 36.7 | 600 | 36.7 | 600
|  |  | 36.8 | 600 | 36.8 | 600
|  |  | 36.9 | 600 | 36.9 | 600
|  |  | 37 | 600 | 37 | 600
|  |  | 37.1 | 600 | 37.1 | 600
|  |  | 37.2 | 600 | 37.2 | 600
|  |  | 37.3 | 600 | 37.3 | 600
|  |  | 37.4 | 600 | 37.4 | 600
|  |  | 37.5 | 600 | 37.5 | 600
|  |  | 37.6 | 600 | 37.6 | 600
|  |  | 37.7 | 600 | 37.7 | 600
|  |  | 37.8 | 600 | 37.8 | 600
|  |  | 37.9 | 600 | 37.9 | 600
|  |  | 38 | 600 | 38 | 600
|  |  | 38.1 | 600 | 38.1 | 600
|  |  | 38.2 | 600 | 38.2 | 600
|  |  | 38.3 | 600 | 38.3 | 600
|  |  | 38.4 | 600 | 38.4 | 600
|  |  | 38.5 | 600 | 38.5 | 600
|  |  | 38.6 | 600 | 38.6 | 600
|  |  | 38.7 | 600 | 38.7 | 600
|  |  | 38.8 | 600 | 38.8 | 600
|  |  | 38.9 | 600 | 38.9 | 600
|  |  | 39 | 600 | 39 | 600
|  |  | 39.1 | 600 | 39.1 | 600
|  |  | 39.2 | 600 | 39.2 | 600
|  |  | 39.3 | 600 | 39.3 | 600
|  |  | 39.4 | 600 | 39.4 | 600
|  |  | 39.5 | 600 | 39.5 | 600
|  |  | 39.6 | 600 | 39.6 | 600
|  |  | 39.7 | 600 | 39.7 | 600
|  |  | 39.8 | 600 | 39.8 | 600
|  |  | 39.9 | 600 | 39.9 | 600
|  |  | 40 | 600 | 40 | 600
|  |  | 40.1 | 600 | 40.1 | 600
|  |  | 40.2 | 600 | 40.2 | 600
|  |  | 40.3 | 600 | 40.3 | 600
|  |  | 40.4 | 600 | 40.4 | 600
|  |  | 40.5 | 600 | 40.5 | 600
|  |  | 40.6 | 600 | 40.6 | 600
|  |  | 40.7 | 600 | 40.7 | 600
|  |  | 40.8 | 600 | 40.8 | 600
|  |  | 40.9 | 600 | 40.9 | 600
|  |  | 41 | 600 | 41 | 600
|  |  | 41.1 | 600 | 41.1 | 600
|  |  | 41.2 | 600 | 41.2 | 600
|  |  | 41.3 | 600 | 41.3 | 600
|  |  | 41.4 | 600 | 41.4 | 600
|  |  | 41.5 | 600 | 41.5 | 600
|  |  | 41.6 | 600 | 41.6 | 600
|  |  | 41.7 | 600 | 41.7 | 600
|  |  | 41.8 | 600 | 41.8 | 600
|  |  | 41.9 | 600 | 41.9 | 600
|  |  | 42 | 600 | 42 | 600
|  |  | 42.1 | 600 | 42.1 | 600
|  |  | 42.2 | 600 | 42.2 | 600
|  |  | 42.3 | 600 | 42.3 | 600
|  |  | 42.4 | 600 | 42.4 | 600
|  |  | 42.5 | 600 | 42.5 | 600
|  |  | 42.6 | 572.7273 | 42.6 | 572.7273
|  |  | 42.7 | 545.4545 | 42.7 | 545.4545
|  |  | 42.8 | 518.1818 | 42.8 | 518.1818
|  |  | 42.9 | 490.9091 | 42.9 | 490.9091
|  |  | 43 | 463.6364 | 43 | 463.6364
|  |  | 43.1 | 436.3636 | 43.1 | 436.3636
|  |  | 43.2 | 409.0909 | 43.2 | 409.0909
|  |  | 43.3 | 381.8182 | 43.3 | 381.8182
|  |  | 43.4 | 354.5455 | 43.4 | 354.5455
|  |  | 43.5 | 327.2727 | 43.5 | 327.2727
|  |  | 43.6 | 300 | 43.6 | 300
|  |  | 43.7 | 272.7273 | 43.7 | 272.7273
|  |  | 43.8 | 245.4545 | 43.8 | 245.4545
|  |  | 43.9 | 218.1818 | 43.9 | 218.1818
|  |  | 44 | 190.9091 | 44 | 190.9091
|  |  | 44.1 | 163.6364 | 44.1 | 163.6364
|  |  | 44.2 | 136.3636 | 44.2 | 136.3636
|  |  | 44.3 | 109.0909 | 44.3 | 109.0909
|  |  | 44.4 | 81.8182 | 44.4 | 81.8182
|  |  | 44.5 | 54.5455 | 44.5 | 54.5455
|  |  | 44.6 | 27.2727 | 44.6 | 27.2727
|  |  | 44.7 | 0 | 44.7 | 0
|  |  | 44.8 | 0 | 44.8 | 0
|  |  | 44.9 | 0 | 44.9 | 0
|  |  | 45 | 0 | 45 | 0
|  |  | 45.1 | 0 | 45.1 | 0
|  |  | 45.2 | 0 | 45.2 | 0
|  |  | 45.3 | 0 | 45.3 | 0
|  |  | 45.4 | 0 | 45.4 | 0
|  |  | 45.5 | 0 | 45.5 | 0
|  |  | 45.6 | 0 | 45.6 | 0
|  |  | 45.7 | 0 | 45.7 | 0
|  |  | 45.8 | 0 | 45.8 | 0
|  |  | 45.9 | 0 | 45.9 | 0
|  |  | 46 | 0 | 46 | 0
|  |  | 46.1 | 0 | 46.1 | 0
|  |  | 46.2 | 0 | 46.2 | 0
|  |  | 46.3 | 0 | 46.3 | 0
|  |  | 46.4 | 0 | 46.4 | 0
|  |  | 46.5 | 0 | 46.5 | 0
|  |  | 46.6 | 0 | 46.6 | 0
|  |  | 46.7 | 0 | 46.7 | 0
|  |  | 46.8 | 0 | 46.8 | 0
|  |  | 46.9 | 0 | 46.9 | 0
|  |  | 47 | 0 | 47 | 0
|  |  | 47.1 | 0 | 47.1 | 0
|  |  | 47.2 | 0 | 47.2 | 0
|  |  | 47.3 | 0 | 47.3 | 0
|  |  | 47.4 | 0 | 47.4 | 0
|  |  | 47.5 | 0 | 47.5 | 0
|  |  | 47.6 | 0 | 47.6 | 0
|  |  | 47.7 | 0 | 47.7 | 0
|  |  | 47.8 | 0 | 47.8 | 0
|  |  | 47.9 | 0 | 47.9 | 0
|  |  | 48 | 0 | 48 | 0
|  |  | 48.1 | 0 | 48.1 | 0
|  |  | 48.2 | 0 | 48.2 | 0
|  |  | 48.3 | 0 | 48.3 | 0
|  |  | 48.4 | 0 | 48.4 | 0
|  |  | 48.5 | 0 | 48.5 | 0
|  |  | 48.6 | 0 | 48.6 | 0
|  |  | 48.7 | 0 | 48.7 | 0
|  |  | 48.8 | 0 | 48.8 | 0
|  |  | 48.9 | 0 | 48.9 | 0
|  |  | 49 | 0 | 49 | 0
|  |  | 49.1 | 0 | 49.1 | 0
|  |  | 49.2 | 0 | 49.2 | 0
|  |  | 49.3 | 0 | 49.3 | 0
|  |  | 49.4 | 0 | 49.4 | 0
|  |  | 49.5 | 0 | 49.5 | 0
|  |  | 49.6 | 0 | 49.6 | 0
|  |  | 49.7 | 0 | 49.7 | 0
|  |  | 49.8 | 0 | 49.8 | 0
|  |  | 49.9 | 0 | 49.9 | 0
|  |  | 50 | 0 | 50 | 0
|  |  | 50.1 | 0 | 50.1 | 0
|  |  | 50.2 | 0 | 50.2 | 0
|  |  | 50.3 | 0 | 50.3 | 0
|  |  | 50.4 | 0 | 50.4 | 0
|  |  | 50.5 | 0 | 50.5 | 0
|  |  | 50.6 | 0 | 50.6 | 0
|  |  | 50.7 | 0 | 50.7 | 0
|  |  | 50.8 | 0 | 50.8 | 0
|  |  | 50.9 | 0 | 50.9 | 0
|  |  | 51 | 0 | 51 | 0
|  |  | 51.1 | 0 | 51.1 | 0
|  |  | 51.2 | 0 | 51.2 | 0
|  |  | 51.3 | 0 | 51.3 | 0
|  |  | 51.4 | 0 | 51.4 | 0
|  |  | 51.5 | 0 | 51.5 | 0
|  |  | 51.6 | 0 | 51.6 | 0
|  |  | 51.7 | 0 | 51.7 | 0
|  |  | 51.8 | 0 | 51.8 | 0
|  |  | 51.9 | 0 | 51.9 | 0
|  |  | 52 | 0 | 52 | 0
|  |  | 52.1 | 0 | 52.1 | 0
|  |  | 52.2 | 0 | 52.2 | 0
|  |  | 52.3 | 0 | 52.3 | 0
|  |  | 52.4 | 0 | 52.4 | 0
|  |  | 52.5 | 0 | 52.5 | 0
|  |  | 52.6 | 0 | 52.6 | 0
|  |  | 52.7 | 0 | 52.7 | 0
|  |  | 52.8 | 0 | 52.8 | 0
|  |  | 52.9 | 0 | 52.9 | 0
|  |  | 53 | 0 | 53 | 0
|  |  | 53.1 | 0 | 53.1 | 0
|  |  | 53.2 | 0 | 53.2 | 0
|  |  | 53.3 | 0 | 53.3 | 0
|  |  | 53.4 | 0 | 53.4 | 0
|  |  | 53.5 | 0 | 53.5 | 0
|  |  | 53.6 | 0 | 53.6 | 0
|  |  | 53.7 | 0 | 53.7 | 0
|  |  | 53.8 | 0 | 53.8 | 0
|  |  | 53.9 | 0 | 53.9 | 0
|  |  | 54 | 0 | 54 | 0
|  |  | 54.1 | 0 | 54.1 | 0
|  |  | 54.2 | 0 | 54.2 | 0
|  |  | 54.3 | 0 | 54.3 | 0
|  |  | 54.4 | 0 | 54.4 | 0
|  |  | 54.5 | 0 | 54.5 | 0
|  |  | 54.6 | 0 | 54.6 | 0
|  |  | 54.7 | 0 | 54.7 | 0
|  |  | 54.8 | 0 | 54.8 | 0
|  |  | 54.9 | 0 | 54.9 | 0
|  |  | 55 | 0 | 55 | 0
|  |  | 55.1 | 0 | 55.1 | 0
|  |  | 55.2 | 0 | 55.2 | 0
|  |  | 55.3 | 0 | 55.3 | 0
|  |  | 55.4 | 0 | 55.4 | 0
|  |  | 55.5 | 0 | 55.5 | 0
|  |  | 55.6 | 0 | 55.6 | 0
|  |  | 55.7 | 0 | 55.7 | 0
|  |  | 55.8 | 0 | 55.8 | 0
|  |  | 55.9 | 0 | 55.9 | 0
|  |  | 56 | 0 | 56 | 0
|  |  | 56.1 | 0 | 56.1 | 0
|  |  | 56.2 | 0 | 56.2 | 0
|  |  | 56.3 | 0 | 56.3 | 0
|  |  | 56.4 | 0 | 56.4 | 0
|  |  | 56.5 | 0 | 56.5 | 0
|  |  | 56.6 | 0 | 56.6 | 0
|  |  | 56.7 | 0 | 56.7 | 0
|  |  | 56.8 | 0 | 56.8 | 0
|  |  | 56.9 | 0 | 56.9 | 0
|  |  | 57 | 0 | 57 | 0
|  |  | 57.1 | 0 | 57.1 | 0
|  |  | 57.2 | 0 | 57.2 | 0
|  |  | 57.3 | 0 | 57.3 | 0
|  |  | 57.4 | 0 | 57.4 | 0
|  |  | 57.5 | 0 | 57.5 | 0
|  |  | 57.6 | 0 | 57.6 | 0
|  |  | 57.7 | 0 | 57.7 | 0
|  |  | 57.8 | 0 | 57.8 | 0
|  |  | 57.9 | 0 | 57.9 | 0
|  |  | 58 | 0 | 58 | 0
|  |  | 58.1 | 0 | 58.1 | 0
|  |  | 58.2 | 0 | 58.2 | 0
|  |  | 58.3 | 0 | 58.3 | 0
|  |  | 58.4 | 0 | 58.4 | 0
|  |  | 58.5 | 0 | 58.5 | 0
|  |  | 58.6 | 0 | 58.6 | 0
|  |  | 58.7 | 0 | 58.7 | 0
|  |  | 58.8 | 0 | 58.8 | 0
|  |  | 58.9 | 0 | 58.9 | 0
|  |  | 59 | 0 | 59 | 0
|  |  | 59.1 | 0 | 59.1 | 0
|  |  | 59.2 | 0 | 59.2 | 0
|  |  | 59.3 | 0 | 59.3 | 0
|  |  | 59.4 | 0 | 59.4 | 0
|  |  | 59.5 | 0 | 59.5 | 0
|  |  | 59.6 | 0 | 59.6 | 0
|  |  | 59.7 | 0 | 59.7 | 0
|  |  | 59.8 | 0 | 59.8 | 0
|  |  | 59.9 | 0 | 59.9 | 0
|  |  | 60 | 0 | 60 | 0
|  |  | 60.1 | 0 | 60.1 | 0
|  |  | 60.2 | 0 | 60.2 | 0
|  |  | 60.3 | 0 | 60.3 | 0
|  |  | 60.4 | 0 | 60.4 | 0
|  |  | 60.5 | 0 | 60.5 | 0
|  |  | 60.6 | 0 | 60.6 | 0
|  |  | 60.7 | 0 | 60.7 | 0
|  |  | 60.8 | 0 | 60.8 | 0
|  |  | 60.9 | 0 | 60.9 | 0
|  |  | 61 | 0 | 61 | 0
|  |  | 61.1 | 0 | 61.1 | 0
|  |  | 61.2 | 0 | 61.2 | 0
|  |  | 61.3 | 0 | 61.3 | 0
|  |  | 61.4 | 0 | 61.4 | 0
|  |  | 61.5 | 0 | 61.5 | 0
|  |  | 61.6 | 0 | 61.6 | 0
|  |  | 61.7 | 0 | 61.7 | 0
|  |  | 61.8 | 0 | 61.8 | 0
|  |  | 61.9 | 0 | 61.9 | 0
|  |  | 62 | 0 | 62 | 0
|  |  | 62.1 | 0 | 62.1 | 0
|  |  | 62.2 | 0 | 62.2 | 0
|  |  | 62.3 | 0 | 62.3 | 0
|  |  | 62.4 | 0 | 62.4 | 0
|  |  | 62.5 | 0 | 62.5 | 0
|  |  | 62.6 | 0 | 62.6 | 0
|  |  | 62.7 | 0 | 62.7 | 0
|  |  | 62.8 | 0 | 62.8 | 0
|  |  | 62.9 | 0 | 62.9 | 0
|  |  | 63 | 0 | 63 | 0
|  |  | 63.1 | 0 | 63.1 | 0
|  |  | 63.2 | 0 | 63.2 | 0
|  |  | 63.3 | 0 | 63.3 | 0
|  |  | 63.4 | 0 | 63.4 | 0
|  |  | 63.5 | 0 | 63.5 | 0
|  |  | 63.6 | 0 | 63.6 | 0
|  |  | 63.7 | 0 | 63.7 | 0
|  |  | 63.8 | 0 | 63.8 | 0
|  |  | 63.9 | 0 | 63.9 | 0
|  |  | 64 | 0 | 64 | 0
|  |  | 64.1 | 0 | 64.1 | 0
|  |  | 64.2 | 0 | 64.2 | 0
|  |  | 64.3 | 0 | 64.3 | 0
|  |  | 64.4 | 0 | 64.4 | 0
|  |  | 64.5 | 0 | 64.5 | 0
|  |  | 64.6 | 0 | 64.6 | 0
|  |  | 64.7 | 0 | 64.7 | 0
|  |  | 64.8 | 0 | 64.8 | 0
|  |  | 64.9 | 0 | 64.9 | 0
|  |  | 65 | 0 | 65 | 0
|  |  | 65.1 | 0 | 65.1 | 0
|  |  | 65.2 | 0 | 65.2 | 0
|  |  | 65.3 | 0 | 65.3 | 0
|  |  | 65.4 | 0 | 65.4 | 0
|  |  | 65.5 | 0 | 65.5 | 0
|  |  | 65.6 | 0 | 65.6 | 0
|  |  | 65.7 | 0 | 65.7 | 0
|  |  | 65.8 | 0 | 65.8 | 0
|  |  | 65.9 | 0 | 65.9 | 0
|  |  | 66 | 0 | 66 | 0
|  |  | 66.1 | 0 | 66.1 | 0
|  |  | 66.2 | 0 | 66.2 | 0
|  |  | 66.3 | 0 | 66.3 | 0
|  |  | 66.4 | 0 | 66.4 | 0
|  |  | 66.5 | 0 | 66.5 | 0
|  |  | 66.6 | 0 | 66.6 | 0
|  |  | 66.7 | 0 | 66.7 | 0
|  |  | 66.8 | 0 | 66.8 | 0
|  |  | 66.9 | 0 | 66.9 | 0
|  |  | 67 | 0 | 67 | 0
|  |  | 67.1 | 0 | 67.1 | 0

## DW1250-62
Manufacturer: | DeWind
Conversion Factor
Turbine: | DW1250 kW, 62m rotor |  | 1 m/s = 2.23693629205 MPH
Rated: | 1250 |  | Cut-In Speed [mph]
6.7
Windspeed Units: | m/s, MPH
Cut-Out Speed [mph]
Power Units: | kW |  | 55.9
Air Density: | 1.225 kg/m3
Turbulence: | .00
Temperature: | 0 F
Elevation: | 0 FT |  |  |  | Scale To: | 1250
Manufacturer's Power Curve Table |  |  | Derived Power Curve Table |  | Scaled Power Curve Table
Windspeed [m/s] | Windspeed [MPH] | Power [kW] | Windspeed [MPH] | Power [kW] | Windspeed [MPH] | Power [kW]
0 | 0 | 0 | 0 | 0 | 0 | 0
1 | 2.2 | 0 | 0.1 | 0 | 0.1 | 0
2 | 4.5 | 0 | 0.2 | 0 | 0.2 | 0
3 | 6.7 | 12 | 0.3 | 0 | 0.3 | 0
4 | 8.9 | 35 | 0.4 | 0 | 0.4 | 0
5 | 11.2 | 80 | 0.5 | 0 | 0.5 | 0
6 | 13.4 | 156 | 0.6 | 0 | 0.6 | 0
7 | 15.7 | 268 | 0.7 | 0 | 0.7 | 0
8 | 17.9 | 414 | 0.8 | 0 | 0.8 | 0
9 | 20.1 | 593 | 0.9 | 0 | 0.9 | 0
10 | 22.4 | 802 | 1 | 0 | 1 | 0
11 | 24.6 | 1027 | 1.1 | 0 | 1.1 | 0
12 | 26.8 | 1224 | 1.2 | 0 | 1.2 | 0
13 | 29.1 | 1250 | 1.3 | 0 | 1.3 | 0
14 | 31.3 | 1250 | 1.4 | 0 | 1.4 | 0
15 | 33.6 | 1250 | 1.5 | 0 | 1.5 | 0
16 | 35.8 | 1250 | 1.6 | 0 | 1.6 | 0
17 | 38 | 1250 | 1.7 | 0 | 1.7 | 0
18 | 40.3 | 1205 | 1.8 | 0 | 1.8 | 0
19 | 42.5 | 1096 | 1.9 | 0 | 1.9 | 0
20 | 44.7 | 987 | 2 | 0 | 2 | 0
21 | 47 | 876 | 2.1 | 0 | 2.1 | 0
22 | 49.2 | 765 | 2.2 | 0 | 2.2 | 0
23 | 51.4 | 663 | 2.3 | 0 | 2.3 | 0
24 | 53.7 | 564 | 2.4 | 0 | 2.4 | 0
25 | 55.9 | 462 | 2.5 | 0 | 2.5 | 0
26 | 58.2 | 0 | 2.6 | 0 | 2.6 | 0
27 | 60.4 | 0 | 2.7 | 0 | 2.7 | 0
28 | 62.6 | 0 | 2.8 | 0 | 2.8 | 0 | NOTE:
29 | 64.9 | 0 | 2.9 | 0 | 2.9 | 0 | Data is converted to MPH from manufacturer's data of whole m/s and then interpolated linearly at every .1 MPH.
30 | 67.1 | 0 | 3 | 0 | 3 | 0 | Convert source data of graphs to read from current page.
|  |  | 3.1 | 0 | 3.1 | 0 | Enter manufacturer's data into table; derived table and graphs will fill automatically.
|  |  | 3.2 | 0 | 3.2 | 0
|  |  | 3.3 | 0 | 3.3 | 0
|  |  | 3.4 | 0 | 3.4 | 0
|  |  | 3.5 | 0 | 3.5 | 0
|  |  | 3.6 | 0 | 3.6 | 0
|  |  | 3.7 | 0 | 3.7 | 0
|  |  | 3.8 | 0 | 3.8 | 0
|  |  | 3.9 | 0 | 3.9 | 0
|  |  | 4 | 0 | 4 | 0
|  |  | 4.1 | 0 | 4.1 | 0
|  |  | 4.2 | 0 | 4.2 | 0
|  |  | 4.3 | 0 | 4.3 | 0
|  |  | 4.4 | 0 | 4.4 | 0
|  |  | 4.5 | 0 | 4.5 | 0
|  |  | 4.6 | 0.54545 | 4.6 | 0.54545
|  |  | 4.7 | 1.0909 | 4.7 | 1.0909
|  |  | 4.8 | 1.6364 | 4.8 | 1.6364
|  |  | 4.9 | 2.1818 | 4.9 | 2.1818
|  |  | 5 | 2.7273 | 5 | 2.7273
|  |  | 5.1 | 3.2727 | 5.1 | 3.2727
|  |  | 5.2 | 3.8182 | 5.2 | 3.8182
|  |  | 5.3 | 4.3636 | 5.3 | 4.3636
|  |  | 5.4 | 4.9091 | 5.4 | 4.9091
|  |  | 5.5 | 5.4545 | 5.5 | 5.4545
|  |  | 5.6 | 6 | 5.6 | 6
|  |  | 5.7 | 6.5455 | 5.7 | 6.5455
|  |  | 5.8 | 7.0909 | 5.8 | 7.0909
|  |  | 5.9 | 7.6364 | 5.9 | 7.6364
|  |  | 6 | 8.1818 | 6 | 8.1818
|  |  | 6.1 | 8.7273 | 6.1 | 8.7273
|  |  | 6.2 | 9.2727 | 6.2 | 9.2727
|  |  | 6.3 | 9.8182 | 6.3 | 9.8182
|  |  | 6.4 | 10.3636 | 6.4 | 10.3636
|  |  | 6.5 | 10.9091 | 6.5 | 10.9091
|  |  | 6.6 | 11.4545 | 6.6 | 11.4545
|  |  | 6.7 | 12 | 6.7 | 12
|  |  | 6.8 | 13.0455 | 6.8 | 13.0455
|  |  | 6.9 | 14.0909 | 6.9 | 14.0909
|  |  | 7 | 15.1364 | 7 | 15.1364
|  |  | 7.1 | 16.1818 | 7.1 | 16.1818
|  |  | 7.2 | 17.2273 | 7.2 | 17.2273
|  |  | 7.3 | 18.2727 | 7.3 | 18.2727
|  |  | 7.4 | 19.3182 | 7.4 | 19.3182
|  |  | 7.5 | 20.3636 | 7.5 | 20.3636
|  |  | 7.6 | 21.4091 | 7.6 | 21.4091
|  |  | 7.7 | 22.4545 | 7.7 | 22.4545
|  |  | 7.8 | 23.5 | 7.8 | 23.5
|  |  | 7.9 | 24.5455 | 7.9 | 24.5455
|  |  | 8 | 25.5909 | 8 | 25.5909
|  |  | 8.1 | 26.6364 | 8.1 | 26.6364
|  |  | 8.2 | 27.6818 | 8.2 | 27.6818
|  |  | 8.3 | 28.7273 | 8.3 | 28.7273
|  |  | 8.4 | 29.7727 | 8.4 | 29.7727
|  |  | 8.5 | 30.8182 | 8.5 | 30.8182
|  |  | 8.6 | 31.8636 | 8.6 | 31.8636
|  |  | 8.7 | 32.9091 | 8.7 | 32.9091
|  |  | 8.8 | 33.9545 | 8.8 | 33.9545
|  |  | 8.9 | 35 | 8.9 | 35
|  |  | 9 | 36.9565 | 9 | 36.9565
|  |  | 9.1 | 38.913 | 9.1 | 38.913
|  |  | 9.2 | 40.8696 | 9.2 | 40.8696
|  |  | 9.3 | 42.8261 | 9.3 | 42.8261
|  |  | 9.4 | 44.7826 | 9.4 | 44.7826
|  |  | 9.5 | 46.7391 | 9.5 | 46.7391
|  |  | 9.6 | 48.6957 | 9.6 | 48.6957
|  |  | 9.7 | 50.6522 | 9.7 | 50.6522
|  |  | 9.8 | 52.6087 | 9.8 | 52.6087
|  |  | 9.9 | 54.5652 | 9.9 | 54.5652
|  |  | 10 | 56.5217 | 10 | 56.5217
|  |  | 10.1 | 58.4783 | 10.1 | 58.4783
|  |  | 10.2 | 60.4348 | 10.2 | 60.4348
|  |  | 10.3 | 62.3913 | 10.3 | 62.3913
|  |  | 10.4 | 64.3478 | 10.4 | 64.3478
|  |  | 10.5 | 66.3043 | 10.5 | 66.3043
|  |  | 10.6 | 68.2609 | 10.6 | 68.2609
|  |  | 10.7 | 70.2174 | 10.7 | 70.2174
|  |  | 10.8 | 72.1739 | 10.8 | 72.1739
|  |  | 10.9 | 74.1304 | 10.9 | 74.1304
|  |  | 11 | 76.087 | 11 | 76.087
|  |  | 11.1 | 78.0435 | 11.1 | 78.0435
|  |  | 11.2 | 80 | 11.2 | 80
|  |  | 11.3 | 83.4545 | 11.3 | 83.4545
|  |  | 11.4 | 86.9091 | 11.4 | 86.9091
|  |  | 11.5 | 90.3636 | 11.5 | 90.3636
|  |  | 11.6 | 93.8182 | 11.6 | 93.8182
|  |  | 11.7 | 97.2727 | 11.7 | 97.2727
|  |  | 11.8 | 100.7273 | 11.8 | 100.7273
|  |  | 11.9 | 104.1818 | 11.9 | 104.1818
|  |  | 12 | 107.6364 | 12 | 107.6364
|  |  | 12.1 | 111.0909 | 12.1 | 111.0909
|  |  | 12.2 | 114.5455 | 12.2 | 114.5455
|  |  | 12.3 | 118 | 12.3 | 118
|  |  | 12.4 | 121.4545 | 12.4 | 121.4545
|  |  | 12.5 | 124.9091 | 12.5 | 124.9091
|  |  | 12.6 | 128.3636 | 12.6 | 128.3636
|  |  | 12.7 | 131.8182 | 12.7 | 131.8182
|  |  | 12.8 | 135.2727 | 12.8 | 135.2727
|  |  | 12.9 | 138.7273 | 12.9 | 138.7273
|  |  | 13 | 142.1818 | 13 | 142.1818
|  |  | 13.1 | 145.6364 | 13.1 | 145.6364
|  |  | 13.2 | 149.0909 | 13.2 | 149.0909
|  |  | 13.3 | 152.5455 | 13.3 | 152.5455
|  |  | 13.4 | 156 | 13.4 | 156
|  |  | 13.5 | 160.8696 | 13.5 | 160.8696
|  |  | 13.6 | 165.7391 | 13.6 | 165.7391
|  |  | 13.7 | 170.6087 | 13.7 | 170.6087
|  |  | 13.8 | 175.4783 | 13.8 | 175.4783
|  |  | 13.9 | 180.3478 | 13.9 | 180.3478
|  |  | 14 | 185.2174 | 14 | 185.2174
|  |  | 14.1 | 190.087 | 14.1 | 190.087
|  |  | 14.2 | 194.9565 | 14.2 | 194.9565
|  |  | 14.3 | 199.8261 | 14.3 | 199.8261
|  |  | 14.4 | 204.6957 | 14.4 | 204.6957
|  |  | 14.5 | 209.5652 | 14.5 | 209.5652
|  |  | 14.6 | 214.4348 | 14.6 | 214.4348
|  |  | 14.7 | 219.3043 | 14.7 | 219.3043
|  |  | 14.8 | 224.1739 | 14.8 | 224.1739
|  |  | 14.9 | 229.0435 | 14.9 | 229.0435
|  |  | 15 | 233.913 | 15 | 233.913
|  |  | 15.1 | 238.7826 | 15.1 | 238.7826
|  |  | 15.2 | 243.6522 | 15.2 | 243.6522
|  |  | 15.3 | 248.5217 | 15.3 | 248.5217
|  |  | 15.4 | 253.3913 | 15.4 | 253.3913
|  |  | 15.5 | 258.2609 | 15.5 | 258.2609
|  |  | 15.6 | 263.1304 | 15.6 | 263.1304
|  |  | 15.7 | 268 | 15.7 | 268
|  |  | 15.8 | 274.6364 | 15.8 | 274.6364
|  |  | 15.9 | 281.2727 | 15.9 | 281.2727
|  |  | 16 | 287.9091 | 16 | 287.9091
|  |  | 16.1 | 294.5455 | 16.1 | 294.5455
|  |  | 16.2 | 301.1818 | 16.2 | 301.1818
|  |  | 16.3 | 307.8182 | 16.3 | 307.8182
|  |  | 16.4 | 314.4545 | 16.4 | 314.4545
|  |  | 16.5 | 321.0909 | 16.5 | 321.0909
|  |  | 16.6 | 327.7273 | 16.6 | 327.7273
|  |  | 16.7 | 334.3636 | 16.7 | 334.3636
|  |  | 16.8 | 341 | 16.8 | 341
|  |  | 16.9 | 347.6364 | 16.9 | 347.6364
|  |  | 17 | 354.2727 | 17 | 354.2727
|  |  | 17.1 | 360.9091 | 17.1 | 360.9091
|  |  | 17.2 | 367.5455 | 17.2 | 367.5455
|  |  | 17.3 | 374.1818 | 17.3 | 374.1818
|  |  | 17.4 | 380.8182 | 17.4 | 380.8182
|  |  | 17.5 | 387.4545 | 17.5 | 387.4545
|  |  | 17.6 | 394.0909 | 17.6 | 394.0909
|  |  | 17.7 | 400.7273 | 17.7 | 400.7273
|  |  | 17.8 | 407.3636 | 17.8 | 407.3636
|  |  | 17.9 | 414 | 17.9 | 414
|  |  | 18 | 422.1364 | 18 | 422.1364
|  |  | 18.1 | 430.2727 | 18.1 | 430.2727
|  |  | 18.2 | 438.4091 | 18.2 | 438.4091
|  |  | 18.3 | 446.5455 | 18.3 | 446.5455
|  |  | 18.4 | 454.6818 | 18.4 | 454.6818
|  |  | 18.5 | 462.8182 | 18.5 | 462.8182
|  |  | 18.6 | 470.9545 | 18.6 | 470.9545
|  |  | 18.7 | 479.0909 | 18.7 | 479.0909
|  |  | 18.8 | 487.2273 | 18.8 | 487.2273
|  |  | 18.9 | 495.3636 | 18.9 | 495.3636
|  |  | 19 | 503.5 | 19 | 503.5
|  |  | 19.1 | 511.6364 | 19.1 | 511.6364
|  |  | 19.2 | 519.7727 | 19.2 | 519.7727
|  |  | 19.3 | 527.9091 | 19.3 | 527.9091
|  |  | 19.4 | 536.0455 | 19.4 | 536.0455
|  |  | 19.5 | 544.1818 | 19.5 | 544.1818
|  |  | 19.6 | 552.3182 | 19.6 | 552.3182
|  |  | 19.7 | 560.4545 | 19.7 | 560.4545
|  |  | 19.8 | 568.5909 | 19.8 | 568.5909
|  |  | 19.9 | 576.7273 | 19.9 | 576.7273
|  |  | 20 | 584.8636 | 20 | 584.8636
|  |  | 20.1 | 593 | 20.1 | 593
|  |  | 20.2 | 602.087 | 20.2 | 602.087
|  |  | 20.3 | 611.1739 | 20.3 | 611.1739
|  |  | 20.4 | 620.2609 | 20.4 | 620.2609
|  |  | 20.5 | 629.3478 | 20.5 | 629.3478
|  |  | 20.6 | 638.4348 | 20.6 | 638.4348
|  |  | 20.7 | 647.5217 | 20.7 | 647.5217
|  |  | 20.8 | 656.6087 | 20.8 | 656.6087
|  |  | 20.9 | 665.6957 | 20.9 | 665.6957
|  |  | 21 | 674.7826 | 21 | 674.7826
|  |  | 21.1 | 683.8696 | 21.1 | 683.8696
|  |  | 21.2 | 692.9565 | 21.2 | 692.9565
|  |  | 21.3 | 702.0435 | 21.3 | 702.0435
|  |  | 21.4 | 711.1304 | 21.4 | 711.1304
|  |  | 21.5 | 720.2174 | 21.5 | 720.2174
|  |  | 21.6 | 729.3043 | 21.6 | 729.3043
|  |  | 21.7 | 738.3913 | 21.7 | 738.3913
|  |  | 21.8 | 747.4783 | 21.8 | 747.4783
|  |  | 21.9 | 756.5652 | 21.9 | 756.5652
|  |  | 22 | 765.6522 | 22 | 765.6522
|  |  | 22.1 | 774.7391 | 22.1 | 774.7391
|  |  | 22.2 | 783.8261 | 22.2 | 783.8261
|  |  | 22.3 | 792.913 | 22.3 | 792.913
|  |  | 22.4 | 802 | 22.4 | 802
|  |  | 22.5 | 812.2273 | 22.5 | 812.2273
|  |  | 22.6 | 822.4545 | 22.6 | 822.4545
|  |  | 22.7 | 832.6818 | 22.7 | 832.6818
|  |  | 22.8 | 842.9091 | 22.8 | 842.9091
|  |  | 22.9 | 853.1364 | 22.9 | 853.1364
|  |  | 23 | 863.3636 | 23 | 863.3636
|  |  | 23.1 | 873.5909 | 23.1 | 873.5909
|  |  | 23.2 | 883.8182 | 23.2 | 883.8182
|  |  | 23.3 | 894.0455 | 23.3 | 894.0455
|  |  | 23.4 | 904.2727 | 23.4 | 904.2727
|  |  | 23.5 | 914.5 | 23.5 | 914.5
|  |  | 23.6 | 924.7273 | 23.6 | 924.7273
|  |  | 23.7 | 934.9545 | 23.7 | 934.9545
|  |  | 23.8 | 945.1818 | 23.8 | 945.1818
|  |  | 23.9 | 955.4091 | 23.9 | 955.4091
|  |  | 24 | 965.6364 | 24 | 965.6364
|  |  | 24.1 | 975.8636 | 24.1 | 975.8636
|  |  | 24.2 | 986.0909 | 24.2 | 986.0909
|  |  | 24.3 | 996.3182 | 24.3 | 996.3182
|  |  | 24.4 | 1006.5455 | 24.4 | 1006.5455
|  |  | 24.5 | 1016.7727 | 24.5 | 1016.7727
|  |  | 24.6 | 1027 | 24.6 | 1027
|  |  | 24.7 | 1035.9545 | 24.7 | 1035.9545
|  |  | 24.8 | 1044.9091 | 24.8 | 1044.9091
|  |  | 24.9 | 1053.8636 | 24.9 | 1053.8636
|  |  | 25 | 1062.8182 | 25 | 1062.8182
|  |  | 25.1 | 1071.7727 | 25.1 | 1071.7727
|  |  | 25.2 | 1080.7273 | 25.2 | 1080.7273
|  |  | 25.3 | 1089.6818 | 25.3 | 1089.6818
|  |  | 25.4 | 1098.6364 | 25.4 | 1098.6364
|  |  | 25.5 | 1107.5909 | 25.5 | 1107.5909
|  |  | 25.6 | 1116.5455 | 25.6 | 1116.5455
|  |  | 25.7 | 1125.5 | 25.7 | 1125.5
|  |  | 25.8 | 1134.4545 | 25.8 | 1134.4545
|  |  | 25.9 | 1143.4091 | 25.9 | 1143.4091
|  |  | 26 | 1152.3636 | 26 | 1152.3636
|  |  | 26.1 | 1161.3182 | 26.1 | 1161.3182
|  |  | 26.2 | 1170.2727 | 26.2 | 1170.2727
|  |  | 26.3 | 1179.2273 | 26.3 | 1179.2273
|  |  | 26.4 | 1188.1818 | 26.4 | 1188.1818
|  |  | 26.5 | 1197.1364 | 26.5 | 1197.1364
|  |  | 26.6 | 1206.0909 | 26.6 | 1206.0909
|  |  | 26.7 | 1215.0455 | 26.7 | 1215.0455
|  |  | 26.8 | 1224 | 26.8 | 1224
|  |  | 26.9 | 1225.1304 | 26.9 | 1225.1304
|  |  | 27 | 1226.2609 | 27 | 1226.2609
|  |  | 27.1 | 1227.3913 | 27.1 | 1227.3913
|  |  | 27.2 | 1228.5217 | 27.2 | 1228.5217
|  |  | 27.3 | 1229.6522 | 27.3 | 1229.6522
|  |  | 27.4 | 1230.7826 | 27.4 | 1230.7826
|  |  | 27.5 | 1231.913 | 27.5 | 1231.913
|  |  | 27.6 | 1233.0435 | 27.6 | 1233.0435
|  |  | 27.7 | 1234.1739 | 27.7 | 1234.1739
|  |  | 27.8 | 1235.3043 | 27.8 | 1235.3043
|  |  | 27.9 | 1236.4348 | 27.9 | 1236.4348
|  |  | 28 | 1237.5652 | 28 | 1237.5652
|  |  | 28.1 | 1238.6957 | 28.1 | 1238.6957
|  |  | 28.2 | 1239.8261 | 28.2 | 1239.8261
|  |  | 28.3 | 1240.9565 | 28.3 | 1240.9565
|  |  | 28.4 | 1242.087 | 28.4 | 1242.087
|  |  | 28.5 | 1243.2174 | 28.5 | 1243.2174
|  |  | 28.6 | 1244.3478 | 28.6 | 1244.3478
|  |  | 28.7 | 1245.4783 | 28.7 | 1245.4783
|  |  | 28.8 | 1246.6087 | 28.8 | 1246.6087
|  |  | 28.9 | 1247.7391 | 28.9 | 1247.7391
|  |  | 29 | 1248.8696 | 29 | 1248.8696
|  |  | 29.1 | 1250 | 29.1 | 1250
|  |  | 29.2 | 1250 | 29.2 | 1250
|  |  | 29.3 | 1250 | 29.3 | 1250
|  |  | 29.4 | 1250 | 29.4 | 1250
|  |  | 29.5 | 1250 | 29.5 | 1250
|  |  | 29.6 | 1250 | 29.6 | 1250
|  |  | 29.7 | 1250 | 29.7 | 1250
|  |  | 29.8 | 1250 | 29.8 | 1250
|  |  | 29.9 | 1250 | 29.9 | 1250
|  |  | 30 | 1250 | 30 | 1250
|  |  | 30.1 | 1250 | 30.1 | 1250
|  |  | 30.2 | 1250 | 30.2 | 1250
|  |  | 30.3 | 1250 | 30.3 | 1250
|  |  | 30.4 | 1250 | 30.4 | 1250
|  |  | 30.5 | 1250 | 30.5 | 1250
|  |  | 30.6 | 1250 | 30.6 | 1250
|  |  | 30.7 | 1250 | 30.7 | 1250
|  |  | 30.8 | 1250 | 30.8 | 1250
|  |  | 30.9 | 1250 | 30.9 | 1250
|  |  | 31 | 1250 | 31 | 1250
|  |  | 31.1 | 1250 | 31.1 | 1250
|  |  | 31.2 | 1250 | 31.2 | 1250
|  |  | 31.3 | 1250 | 31.3 | 1250
|  |  | 31.4 | 1250 | 31.4 | 1250
|  |  | 31.5 | 1250 | 31.5 | 1250
|  |  | 31.6 | 1250 | 31.6 | 1250
|  |  | 31.7 | 1250 | 31.7 | 1250
|  |  | 31.8 | 1250 | 31.8 | 1250
|  |  | 31.9 | 1250 | 31.9 | 1250
|  |  | 32 | 1250 | 32 | 1250
|  |  | 32.1 | 1250 | 32.1 | 1250
|  |  | 32.2 | 1250 | 32.2 | 1250
|  |  | 32.3 | 1250 | 32.3 | 1250
|  |  | 32.4 | 1250 | 32.4 | 1250
|  |  | 32.5 | 1250 | 32.5 | 1250
|  |  | 32.6 | 1250 | 32.6 | 1250
|  |  | 32.7 | 1250 | 32.7 | 1250
|  |  | 32.8 | 1250 | 32.8 | 1250
|  |  | 32.9 | 1250 | 32.9 | 1250
|  |  | 33 | 1250 | 33 | 1250
|  |  | 33.1 | 1250 | 33.1 | 1250
|  |  | 33.2 | 1250 | 33.2 | 1250
|  |  | 33.3 | 1250 | 33.3 | 1250
|  |  | 33.4 | 1250 | 33.4 | 1250
|  |  | 33.5 | 1250 | 33.5 | 1250
|  |  | 33.6 | 1250 | 33.6 | 1250
|  |  | 33.7 | 1250 | 33.7 | 1250
|  |  | 33.8 | 1250 | 33.8 | 1250
|  |  | 33.9 | 1250 | 33.9 | 1250
|  |  | 34 | 1250 | 34 | 1250
|  |  | 34.1 | 1250 | 34.1 | 1250
|  |  | 34.2 | 1250 | 34.2 | 1250
|  |  | 34.3 | 1250 | 34.3 | 1250
|  |  | 34.4 | 1250 | 34.4 | 1250
|  |  | 34.5 | 1250 | 34.5 | 1250
|  |  | 34.6 | 1250 | 34.6 | 1250
|  |  | 34.7 | 1250 | 34.7 | 1250
|  |  | 34.8 | 1250 | 34.8 | 1250
|  |  | 34.9 | 1250 | 34.9 | 1250
|  |  | 35 | 1250 | 35 | 1250
|  |  | 35.1 | 1250 | 35.1 | 1250
|  |  | 35.2 | 1250 | 35.2 | 1250
|  |  | 35.3 | 1250 | 35.3 | 1250
|  |  | 35.4 | 1250 | 35.4 | 1250
|  |  | 35.5 | 1250 | 35.5 | 1250
|  |  | 35.6 | 1250 | 35.6 | 1250
|  |  | 35.7 | 1250 | 35.7 | 1250
|  |  | 35.8 | 1250 | 35.8 | 1250
|  |  | 35.9 | 1250 | 35.9 | 1250
|  |  | 36 | 1250 | 36 | 1250
|  |  | 36.1 | 1250 | 36.1 | 1250
|  |  | 36.2 | 1250 | 36.2 | 1250
|  |  | 36.3 | 1250 | 36.3 | 1250
|  |  | 36.4 | 1250 | 36.4 | 1250
|  |  | 36.5 | 1250 | 36.5 | 1250
|  |  | 36.6 | 1250 | 36.6 | 1250
|  |  | 36.7 | 1250 | 36.7 | 1250
|  |  | 36.8 | 1250 | 36.8 | 1250
|  |  | 36.9 | 1250 | 36.9 | 1250
|  |  | 37 | 1250 | 37 | 1250
|  |  | 37.1 | 1250 | 37.1 | 1250
|  |  | 37.2 | 1250 | 37.2 | 1250
|  |  | 37.3 | 1250 | 37.3 | 1250
|  |  | 37.4 | 1250 | 37.4 | 1250
|  |  | 37.5 | 1250 | 37.5 | 1250
|  |  | 37.6 | 1250 | 37.6 | 1250
|  |  | 37.7 | 1250 | 37.7 | 1250
|  |  | 37.8 | 1250 | 37.8 | 1250
|  |  | 37.9 | 1250 | 37.9 | 1250
|  |  | 38 | 1250 | 38 | 1250
|  |  | 38.1 | 1248.0435 | 38.1 | 1248.0435
|  |  | 38.2 | 1246.087 | 38.2 | 1246.087
|  |  | 38.3 | 1244.1304 | 38.3 | 1244.1304
|  |  | 38.4 | 1242.1739 | 38.4 | 1242.1739
|  |  | 38.5 | 1240.2174 | 38.5 | 1240.2174
|  |  | 38.6 | 1238.2609 | 38.6 | 1238.2609
|  |  | 38.7 | 1236.3043 | 38.7 | 1236.3043
|  |  | 38.8 | 1234.3478 | 38.8 | 1234.3478
|  |  | 38.9 | 1232.3913 | 38.9 | 1232.3913
|  |  | 39 | 1230.4348 | 39 | 1230.4348
|  |  | 39.1 | 1228.4783 | 39.1 | 1228.4783
|  |  | 39.2 | 1226.5217 | 39.2 | 1226.5217
|  |  | 39.3 | 1224.5652 | 39.3 | 1224.5652
|  |  | 39.4 | 1222.6087 | 39.4 | 1222.6087
|  |  | 39.5 | 1220.6522 | 39.5 | 1220.6522
|  |  | 39.6 | 1218.6957 | 39.6 | 1218.6957
|  |  | 39.7 | 1216.7391 | 39.7 | 1216.7391
|  |  | 39.8 | 1214.7826 | 39.8 | 1214.7826
|  |  | 39.9 | 1212.8261 | 39.9 | 1212.8261
|  |  | 40 | 1210.8696 | 40 | 1210.8696
|  |  | 40.1 | 1208.913 | 40.1 | 1208.913
|  |  | 40.2 | 1206.9565 | 40.2 | 1206.9565
|  |  | 40.3 | 1205 | 40.3 | 1205
|  |  | 40.4 | 1200.0455 | 40.4 | 1200.0455
|  |  | 40.5 | 1195.0909 | 40.5 | 1195.0909
|  |  | 40.6 | 1190.1364 | 40.6 | 1190.1364
|  |  | 40.7 | 1185.1818 | 40.7 | 1185.1818
|  |  | 40.8 | 1180.2273 | 40.8 | 1180.2273
|  |  | 40.9 | 1175.2727 | 40.9 | 1175.2727
|  |  | 41 | 1170.3182 | 41 | 1170.3182
|  |  | 41.1 | 1165.3636 | 41.1 | 1165.3636
|  |  | 41.2 | 1160.4091 | 41.2 | 1160.4091
|  |  | 41.3 | 1155.4545 | 41.3 | 1155.4545
|  |  | 41.4 | 1150.5 | 41.4 | 1150.5
|  |  | 41.5 | 1145.5455 | 41.5 | 1145.5455
|  |  | 41.6 | 1140.5909 | 41.6 | 1140.5909
|  |  | 41.7 | 1135.6364 | 41.7 | 1135.6364
|  |  | 41.8 | 1130.6818 | 41.8 | 1130.6818
|  |  | 41.9 | 1125.7273 | 41.9 | 1125.7273
|  |  | 42 | 1120.7727 | 42 | 1120.7727
|  |  | 42.1 | 1115.8182 | 42.1 | 1115.8182
|  |  | 42.2 | 1110.8636 | 42.2 | 1110.8636
|  |  | 42.3 | 1105.9091 | 42.3 | 1105.9091
|  |  | 42.4 | 1100.9545 | 42.4 | 1100.9545
|  |  | 42.5 | 1096 | 42.5 | 1096
|  |  | 42.6 | 1091.0455 | 42.6 | 1091.0455
|  |  | 42.7 | 1086.0909 | 42.7 | 1086.0909
|  |  | 42.8 | 1081.1364 | 42.8 | 1081.1364
|  |  | 42.9 | 1076.1818 | 42.9 | 1076.1818
|  |  | 43 | 1071.2273 | 43 | 1071.2273
|  |  | 43.1 | 1066.2727 | 43.1 | 1066.2727
|  |  | 43.2 | 1061.3182 | 43.2 | 1061.3182
|  |  | 43.3 | 1056.3636 | 43.3 | 1056.3636
|  |  | 43.4 | 1051.4091 | 43.4 | 1051.4091
|  |  | 43.5 | 1046.4545 | 43.5 | 1046.4545
|  |  | 43.6 | 1041.5 | 43.6 | 1041.5
|  |  | 43.7 | 1036.5455 | 43.7 | 1036.5455
|  |  | 43.8 | 1031.5909 | 43.8 | 1031.5909
|  |  | 43.9 | 1026.6364 | 43.9 | 1026.6364
|  |  | 44 | 1021.6818 | 44 | 1021.6818
|  |  | 44.1 | 1016.7273 | 44.1 | 1016.7273
|  |  | 44.2 | 1011.7727 | 44.2 | 1011.7727
|  |  | 44.3 | 1006.8182 | 44.3 | 1006.8182
|  |  | 44.4 | 1001.8636 | 44.4 | 1001.8636
|  |  | 44.5 | 996.9091 | 44.5 | 996.9091
|  |  | 44.6 | 991.9545 | 44.6 | 991.9545
|  |  | 44.7 | 987 | 44.7 | 987
|  |  | 44.8 | 982.1739 | 44.8 | 982.1739
|  |  | 44.9 | 977.3478 | 44.9 | 977.3478
|  |  | 45 | 972.5217 | 45 | 972.5217
|  |  | 45.1 | 967.6957 | 45.1 | 967.6957
|  |  | 45.2 | 962.8696 | 45.2 | 962.8696
|  |  | 45.3 | 958.0435 | 45.3 | 958.0435
|  |  | 45.4 | 953.2174 | 45.4 | 953.2174
|  |  | 45.5 | 948.3913 | 45.5 | 948.3913
|  |  | 45.6 | 943.5652 | 45.6 | 943.5652
|  |  | 45.7 | 938.7391 | 45.7 | 938.7391
|  |  | 45.8 | 933.913 | 45.8 | 933.913
|  |  | 45.9 | 929.087 | 45.9 | 929.087
|  |  | 46 | 924.2609 | 46 | 924.2609
|  |  | 46.1 | 919.4348 | 46.1 | 919.4348
|  |  | 46.2 | 914.6087 | 46.2 | 914.6087
|  |  | 46.3 | 909.7826 | 46.3 | 909.7826
|  |  | 46.4 | 904.9565 | 46.4 | 904.9565
|  |  | 46.5 | 900.1304 | 46.5 | 900.1304
|  |  | 46.6 | 895.3043 | 46.6 | 895.3043
|  |  | 46.7 | 890.4783 | 46.7 | 890.4783
|  |  | 46.8 | 885.6522 | 46.8 | 885.6522
|  |  | 46.9 | 880.8261 | 46.9 | 880.8261
|  |  | 47 | 876 | 47 | 876
|  |  | 47.1 | 870.9545 | 47.1 | 870.9545
|  |  | 47.2 | 865.9091 | 47.2 | 865.9091
|  |  | 47.3 | 860.8636 | 47.3 | 860.8636
|  |  | 47.4 | 855.8182 | 47.4 | 855.8182
|  |  | 47.5 | 850.7727 | 47.5 | 850.7727
|  |  | 47.6 | 845.7273 | 47.6 | 845.7273
|  |  | 47.7 | 840.6818 | 47.7 | 840.6818
|  |  | 47.8 | 835.6364 | 47.8 | 835.6364
|  |  | 47.9 | 830.5909 | 47.9 | 830.5909
|  |  | 48 | 825.5455 | 48 | 825.5455
|  |  | 48.1 | 820.5 | 48.1 | 820.5
|  |  | 48.2 | 815.4545 | 48.2 | 815.4545
|  |  | 48.3 | 810.4091 | 48.3 | 810.4091
|  |  | 48.4 | 805.3636 | 48.4 | 805.3636
|  |  | 48.5 | 800.3182 | 48.5 | 800.3182
|  |  | 48.6 | 795.2727 | 48.6 | 795.2727
|  |  | 48.7 | 790.2273 | 48.7 | 790.2273
|  |  | 48.8 | 785.1818 | 48.8 | 785.1818
|  |  | 48.9 | 780.1364 | 48.9 | 780.1364
|  |  | 49 | 775.0909 | 49 | 775.0909
|  |  | 49.1 | 770.0455 | 49.1 | 770.0455
|  |  | 49.2 | 765 | 49.2 | 765
|  |  | 49.3 | 760.3636 | 49.3 | 760.3636
|  |  | 49.4 | 755.7273 | 49.4 | 755.7273
|  |  | 49.5 | 751.0909 | 49.5 | 751.0909
|  |  | 49.6 | 746.4545 | 49.6 | 746.4545
|  |  | 49.7 | 741.8182 | 49.7 | 741.8182
|  |  | 49.8 | 737.1818 | 49.8 | 737.1818
|  |  | 49.9 | 732.5455 | 49.9 | 732.5455
|  |  | 50 | 727.9091 | 50 | 727.9091
|  |  | 50.1 | 723.2727 | 50.1 | 723.2727
|  |  | 50.2 | 718.6364 | 50.2 | 718.6364
|  |  | 50.3 | 714 | 50.3 | 714
|  |  | 50.4 | 709.3636 | 50.4 | 709.3636
|  |  | 50.5 | 704.7273 | 50.5 | 704.7273
|  |  | 50.6 | 700.0909 | 50.6 | 700.0909
|  |  | 50.7 | 695.4545 | 50.7 | 695.4545
|  |  | 50.8 | 690.8182 | 50.8 | 690.8182
|  |  | 50.9 | 686.1818 | 50.9 | 686.1818
|  |  | 51 | 681.5455 | 51 | 681.5455
|  |  | 51.1 | 676.9091 | 51.1 | 676.9091
|  |  | 51.2 | 672.2727 | 51.2 | 672.2727
|  |  | 51.3 | 667.6364 | 51.3 | 667.6364
|  |  | 51.4 | 663 | 51.4 | 663
|  |  | 51.5 | 658.6957 | 51.5 | 658.6957
|  |  | 51.6 | 654.3913 | 51.6 | 654.3913
|  |  | 51.7 | 650.087 | 51.7 | 650.087
|  |  | 51.8 | 645.7826 | 51.8 | 645.7826
|  |  | 51.9 | 641.4783 | 51.9 | 641.4783
|  |  | 52 | 637.1739 | 52 | 637.1739
|  |  | 52.1 | 632.8696 | 52.1 | 632.8696
|  |  | 52.2 | 628.5652 | 52.2 | 628.5652
|  |  | 52.3 | 624.2609 | 52.3 | 624.2609
|  |  | 52.4 | 619.9565 | 52.4 | 619.9565
|  |  | 52.5 | 615.6522 | 52.5 | 615.6522
|  |  | 52.6 | 611.3478 | 52.6 | 611.3478
|  |  | 52.7 | 607.0435 | 52.7 | 607.0435
|  |  | 52.8 | 602.7391 | 52.8 | 602.7391
|  |  | 52.9 | 598.4348 | 52.9 | 598.4348
|  |  | 53 | 594.1304 | 53 | 594.1304
|  |  | 53.1 | 589.8261 | 53.1 | 589.8261
|  |  | 53.2 | 585.5217 | 53.2 | 585.5217
|  |  | 53.3 | 581.2174 | 53.3 | 581.2174
|  |  | 53.4 | 576.913 | 53.4 | 576.913
|  |  | 53.5 | 572.6087 | 53.5 | 572.6087
|  |  | 53.6 | 568.3043 | 53.6 | 568.3043
|  |  | 53.7 | 564 | 53.7 | 564
|  |  | 53.8 | 559.3636 | 53.8 | 559.3636
|  |  | 53.9 | 554.7273 | 53.9 | 554.7273
|  |  | 54 | 550.0909 | 54 | 550.0909
|  |  | 54.1 | 545.4545 | 54.1 | 545.4545
|  |  | 54.2 | 540.8182 | 54.2 | 540.8182
|  |  | 54.3 | 536.1818 | 54.3 | 536.1818
|  |  | 54.4 | 531.5455 | 54.4 | 531.5455
|  |  | 54.5 | 526.9091 | 54.5 | 526.9091
|  |  | 54.6 | 522.2727 | 54.6 | 522.2727
|  |  | 54.7 | 517.6364 | 54.7 | 517.6364
|  |  | 54.8 | 513 | 54.8 | 513
|  |  | 54.9 | 508.3636 | 54.9 | 508.3636
|  |  | 55 | 503.7273 | 55 | 503.7273
|  |  | 55.1 | 499.0909 | 55.1 | 499.0909
|  |  | 55.2 | 494.4545 | 55.2 | 494.4545
|  |  | 55.3 | 489.8182 | 55.3 | 489.8182
|  |  | 55.4 | 485.1818 | 55.4 | 485.1818
|  |  | 55.5 | 480.5455 | 55.5 | 480.5455
|  |  | 55.6 | 475.9091 | 55.6 | 475.9091
|  |  | 55.7 | 471.2727 | 55.7 | 471.2727
|  |  | 55.8 | 466.6364 | 55.8 | 466.6364
|  |  | 55.9 | 462 | 55.9 | 462
|  |  | 56 | 441.913 | 56 | 441.913
|  |  | 56.1 | 421.8261 | 56.1 | 421.8261
|  |  | 56.2 | 401.7391 | 56.2 | 401.7391
|  |  | 56.3 | 381.6522 | 56.3 | 381.6522
|  |  | 56.4 | 361.5652 | 56.4 | 361.5652
|  |  | 56.5 | 341.4783 | 56.5 | 341.4783
|  |  | 56.6 | 321.3913 | 56.6 | 321.3913
|  |  | 56.7 | 301.3043 | 56.7 | 301.3043
|  |  | 56.8 | 281.2174 | 56.8 | 281.2174
|  |  | 56.9 | 261.1304 | 56.9 | 261.1304
|  |  | 57 | 241.0435 | 57 | 241.0435
|  |  | 57.1 | 220.9565 | 57.1 | 220.9565
|  |  | 57.2 | 200.8696 | 57.2 | 200.8696
|  |  | 57.3 | 180.7826 | 57.3 | 180.7826
|  |  | 57.4 | 160.6957 | 57.4 | 160.6957
|  |  | 57.5 | 140.6087 | 57.5 | 140.6087
|  |  | 57.6 | 120.5217 | 57.6 | 120.5217
|  |  | 57.7 | 100.4348 | 57.7 | 100.4348
|  |  | 57.8 | 80.3478 | 57.8 | 80.3478
|  |  | 57.9 | 60.2609 | 57.9 | 60.2609
|  |  | 58 | 40.1739 | 58 | 40.1739
|  |  | 58.1 | 20.087 | 58.1 | 20.087
|  |  | 58.2 | 0 | 58.2 | 0
|  |  | 58.3 | 0 | 58.3 | 0
|  |  | 58.4 | 0 | 58.4 | 0
|  |  | 58.5 | 0 | 58.5 | 0
|  |  | 58.6 | 0 | 58.6 | 0
|  |  | 58.7 | 0 | 58.7 | 0
|  |  | 58.8 | 0 | 58.8 | 0
|  |  | 58.9 | 0 | 58.9 | 0
|  |  | 59 | 0 | 59 | 0
|  |  | 59.1 | 0 | 59.1 | 0
|  |  | 59.2 | 0 | 59.2 | 0
|  |  | 59.3 | 0 | 59.3 | 0
|  |  | 59.4 | 0 | 59.4 | 0
|  |  | 59.5 | 0 | 59.5 | 0
|  |  | 59.6 | 0 | 59.6 | 0
|  |  | 59.7 | 0 | 59.7 | 0
|  |  | 59.8 | 0 | 59.8 | 0
|  |  | 59.9 | 0 | 59.9 | 0
|  |  | 60 | 0 | 60 | 0
|  |  | 60.1 | 0 | 60.1 | 0
|  |  | 60.2 | 0 | 60.2 | 0
|  |  | 60.3 | 0 | 60.3 | 0
|  |  | 60.4 | 0 | 60.4 | 0
|  |  | 60.5 | 0 | 60.5 | 0
|  |  | 60.6 | 0 | 60.6 | 0
|  |  | 60.7 | 0 | 60.7 | 0
|  |  | 60.8 | 0 | 60.8 | 0
|  |  | 60.9 | 0 | 60.9 | 0
|  |  | 61 | 0 | 61 | 0
|  |  | 61.1 | 0 | 61.1 | 0
|  |  | 61.2 | 0 | 61.2 | 0
|  |  | 61.3 | 0 | 61.3 | 0
|  |  | 61.4 | 0 | 61.4 | 0
|  |  | 61.5 | 0 | 61.5 | 0
|  |  | 61.6 | 0 | 61.6 | 0
|  |  | 61.7 | 0 | 61.7 | 0
|  |  | 61.8 | 0 | 61.8 | 0
|  |  | 61.9 | 0 | 61.9 | 0
|  |  | 62 | 0 | 62 | 0
|  |  | 62.1 | 0 | 62.1 | 0
|  |  | 62.2 | 0 | 62.2 | 0
|  |  | 62.3 | 0 | 62.3 | 0
|  |  | 62.4 | 0 | 62.4 | 0
|  |  | 62.5 | 0 | 62.5 | 0
|  |  | 62.6 | 0 | 62.6 | 0
|  |  | 62.7 | 0 | 62.7 | 0
|  |  | 62.8 | 0 | 62.8 | 0
|  |  | 62.9 | 0 | 62.9 | 0
|  |  | 63 | 0 | 63 | 0
|  |  | 63.1 | 0 | 63.1 | 0
|  |  | 63.2 | 0 | 63.2 | 0
|  |  | 63.3 | 0 | 63.3 | 0
|  |  | 63.4 | 0 | 63.4 | 0
|  |  | 63.5 | 0 | 63.5 | 0
|  |  | 63.6 | 0 | 63.6 | 0
|  |  | 63.7 | 0 | 63.7 | 0
|  |  | 63.8 | 0 | 63.8 | 0
|  |  | 63.9 | 0 | 63.9 | 0
|  |  | 64 | 0 | 64 | 0
|  |  | 64.1 | 0 | 64.1 | 0
|  |  | 64.2 | 0 | 64.2 | 0
|  |  | 64.3 | 0 | 64.3 | 0
|  |  | 64.4 | 0 | 64.4 | 0
|  |  | 64.5 | 0 | 64.5 | 0
|  |  | 64.6 | 0 | 64.6 | 0
|  |  | 64.7 | 0 | 64.7 | 0
|  |  | 64.8 | 0 | 64.8 | 0
|  |  | 64.9 | 0 | 64.9 | 0
|  |  | 65 | 0 | 65 | 0
|  |  | 65.1 | 0 | 65.1 | 0
|  |  | 65.2 | 0 | 65.2 | 0
|  |  | 65.3 | 0 | 65.3 | 0
|  |  | 65.4 | 0 | 65.4 | 0
|  |  | 65.5 | 0 | 65.5 | 0
|  |  | 65.6 | 0 | 65.6 | 0
|  |  | 65.7 | 0 | 65.7 | 0
|  |  | 65.8 | 0 | 65.8 | 0
|  |  | 65.9 | 0 | 65.9 | 0
|  |  | 66 | 0 | 66 | 0
|  |  | 66.1 | 0 | 66.1 | 0
|  |  | 66.2 | 0 | 66.2 | 0
|  |  | 66.3 | 0 | 66.3 | 0
|  |  | 66.4 | 0 | 66.4 | 0
|  |  | 66.5 | 0 | 66.5 | 0
|  |  | 66.6 | 0 | 66.6 | 0
|  |  | 66.7 | 0 | 66.7 | 0
|  |  | 66.8 | 0 | 66.8 | 0
|  |  | 66.9 | 0 | 66.9 | 0
|  |  | 67 | 0 | 67 | 0
|  |  | 67.1 | 0 | 67.1 | 0

## DW1250-64
Manufacturer: | DeWind
Conversion Factor
Turbine: | DW1250 kW, 64m rotor |  | 1 m/s = 2.23693629205 MPH
Rated: | 1250 |  | Cut-In Speed [mph]
6.7
Windspeed Units: | m/s, MPH
Cut-Out Speed [mph]
Power Units: | kW |  | 51.4
Air Density: | 1.225 kg/m3
Turbulence: | .00
Temperature: | 0 F
Elevation: | 0 FT |  |  |  | Scale To: | 1250
Manufacturer's Power Curve Table |  |  | Derived Power Curve Table |  | Scaled Power Curve Table
Windspeed [m/s] | Windspeed [MPH] | Power [kW] | Windspeed [MPH] | Power [kW] | Windspeed [MPH] | Power [kW]
0 | 0 | 0 | 0 | 0 | 0 | 0
1 | 2.2 | 0 | 0.1 | 0 | 0.1 | 0
2 | 4.5 | 0 | 0.2 | 0 | 0.2 | 0
3 | 6.7 | 13 | 0.3 | 0 | 0.3 | 0
4 | 8.9 | 37 | 0.4 | 0 | 0.4 | 0
5 | 11.2 | 85 | 0.5 | 0 | 0.5 | 0
6 | 13.4 | 168 | 0.6 | 0 | 0.6 | 0
7 | 15.7 | 288 | 0.7 | 0 | 0.7 | 0
8 | 17.9 | 442 | 0.8 | 0 | 0.8 | 0
9 | 20.1 | 631 | 0.9 | 0 | 0.9 | 0
10 | 22.4 | 850 | 1 | 0 | 1 | 0
11 | 24.6 | 1078 | 1.1 | 0 | 1.1 | 0
12 | 26.8 | 1234 | 1.2 | 0 | 1.2 | 0
13 | 29.1 | 1250 | 1.3 | 0 | 1.3 | 0
14 | 31.3 | 1250 | 1.4 | 0 | 1.4 | 0
15 | 33.6 | 1250 | 1.5 | 0 | 1.5 | 0
16 | 35.8 | 1250 | 1.6 | 0 | 1.6 | 0
17 | 38 | 1250 | 1.7 | 0 | 1.7 | 0
18 | 40.3 | 1154 | 1.8 | 0 | 1.8 | 0
19 | 42.5 | 1036 | 1.9 | 0 | 1.9 | 0
20 | 44.7 | 930 | 2 | 0 | 2 | 0
21 | 47 | 812 | 2.1 | 0 | 2.1 | 0
22 | 49.2 | 705 | 2.2 | 0 | 2.2 | 0
23 | 51.4 | 605 | 2.3 | 0 | 2.3 | 0
24 | 53.7 | 0 | 2.4 | 0 | 2.4 | 0
25 | 55.9 | 0 | 2.5 | 0 | 2.5 | 0
26 | 58.2 | 0 | 2.6 | 0 | 2.6 | 0
27 | 60.4 | 0 | 2.7 | 0 | 2.7 | 0
28 | 62.6 | 0 | 2.8 | 0 | 2.8 | 0 | NOTE:
29 | 64.9 | 0 | 2.9 | 0 | 2.9 | 0 | Data is converted to MPH from manufacturer's data of whole m/s and then interpolated linearly at every .1 MPH.
30 | 67.1 | 0 | 3 | 0 | 3 | 0 | Convert source data of graphs to read from current page.
|  |  | 3.1 | 0 | 3.1 | 0 | Enter manufacturer's data into table; derived table and graphs will fill automatically.
|  |  | 3.2 | 0 | 3.2 | 0
|  |  | 3.3 | 0 | 3.3 | 0
|  |  | 3.4 | 0 | 3.4 | 0
|  |  | 3.5 | 0 | 3.5 | 0
|  |  | 3.6 | 0 | 3.6 | 0
|  |  | 3.7 | 0 | 3.7 | 0
|  |  | 3.8 | 0 | 3.8 | 0
|  |  | 3.9 | 0 | 3.9 | 0
|  |  | 4 | 0 | 4 | 0
|  |  | 4.1 | 0 | 4.1 | 0
|  |  | 4.2 | 0 | 4.2 | 0
|  |  | 4.3 | 0 | 4.3 | 0
|  |  | 4.4 | 0 | 4.4 | 0
|  |  | 4.5 | 0 | 4.5 | 0
|  |  | 4.6 | 0.59091 | 4.6 | 0.59091
|  |  | 4.7 | 1.1818 | 4.7 | 1.1818
|  |  | 4.8 | 1.7727 | 4.8 | 1.7727
|  |  | 4.9 | 2.3636 | 4.9 | 2.3636
|  |  | 5 | 2.9545 | 5 | 2.9545
|  |  | 5.1 | 3.5455 | 5.1 | 3.5455
|  |  | 5.2 | 4.1364 | 5.2 | 4.1364
|  |  | 5.3 | 4.7273 | 5.3 | 4.7273
|  |  | 5.4 | 5.3182 | 5.4 | 5.3182
|  |  | 5.5 | 5.9091 | 5.5 | 5.9091
|  |  | 5.6 | 6.5 | 5.6 | 6.5
|  |  | 5.7 | 7.0909 | 5.7 | 7.0909
|  |  | 5.8 | 7.6818 | 5.8 | 7.6818
|  |  | 5.9 | 8.2727 | 5.9 | 8.2727
|  |  | 6 | 8.8636 | 6 | 8.8636
|  |  | 6.1 | 9.4545 | 6.1 | 9.4545
|  |  | 6.2 | 10.0455 | 6.2 | 10.0455
|  |  | 6.3 | 10.6364 | 6.3 | 10.6364
|  |  | 6.4 | 11.2273 | 6.4 | 11.2273
|  |  | 6.5 | 11.8182 | 6.5 | 11.8182
|  |  | 6.6 | 12.4091 | 6.6 | 12.4091
|  |  | 6.7 | 13 | 6.7 | 13
|  |  | 6.8 | 14.0909 | 6.8 | 14.0909
|  |  | 6.9 | 15.1818 | 6.9 | 15.1818
|  |  | 7 | 16.2727 | 7 | 16.2727
|  |  | 7.1 | 17.3636 | 7.1 | 17.3636
|  |  | 7.2 | 18.4545 | 7.2 | 18.4545
|  |  | 7.3 | 19.5455 | 7.3 | 19.5455
|  |  | 7.4 | 20.6364 | 7.4 | 20.6364
|  |  | 7.5 | 21.7273 | 7.5 | 21.7273
|  |  | 7.6 | 22.8182 | 7.6 | 22.8182
|  |  | 7.7 | 23.9091 | 7.7 | 23.9091
|  |  | 7.8 | 25 | 7.8 | 25
|  |  | 7.9 | 26.0909 | 7.9 | 26.0909
|  |  | 8 | 27.1818 | 8 | 27.1818
|  |  | 8.1 | 28.2727 | 8.1 | 28.2727
|  |  | 8.2 | 29.3636 | 8.2 | 29.3636
|  |  | 8.3 | 30.4545 | 8.3 | 30.4545
|  |  | 8.4 | 31.5455 | 8.4 | 31.5455
|  |  | 8.5 | 32.6364 | 8.5 | 32.6364
|  |  | 8.6 | 33.7273 | 8.6 | 33.7273
|  |  | 8.7 | 34.8182 | 8.7 | 34.8182
|  |  | 8.8 | 35.9091 | 8.8 | 35.9091
|  |  | 8.9 | 37 | 8.9 | 37
|  |  | 9 | 39.087 | 9 | 39.087
|  |  | 9.1 | 41.1739 | 9.1 | 41.1739
|  |  | 9.2 | 43.2609 | 9.2 | 43.2609
|  |  | 9.3 | 45.3478 | 9.3 | 45.3478
|  |  | 9.4 | 47.4348 | 9.4 | 47.4348
|  |  | 9.5 | 49.5217 | 9.5 | 49.5217
|  |  | 9.6 | 51.6087 | 9.6 | 51.6087
|  |  | 9.7 | 53.6957 | 9.7 | 53.6957
|  |  | 9.8 | 55.7826 | 9.8 | 55.7826
|  |  | 9.9 | 57.8696 | 9.9 | 57.8696
|  |  | 10 | 59.9565 | 10 | 59.9565
|  |  | 10.1 | 62.0435 | 10.1 | 62.0435
|  |  | 10.2 | 64.1304 | 10.2 | 64.1304
|  |  | 10.3 | 66.2174 | 10.3 | 66.2174
|  |  | 10.4 | 68.3043 | 10.4 | 68.3043
|  |  | 10.5 | 70.3913 | 10.5 | 70.3913
|  |  | 10.6 | 72.4783 | 10.6 | 72.4783
|  |  | 10.7 | 74.5652 | 10.7 | 74.5652
|  |  | 10.8 | 76.6522 | 10.8 | 76.6522
|  |  | 10.9 | 78.7391 | 10.9 | 78.7391
|  |  | 11 | 80.8261 | 11 | 80.8261
|  |  | 11.1 | 82.913 | 11.1 | 82.913
|  |  | 11.2 | 85 | 11.2 | 85
|  |  | 11.3 | 88.7727 | 11.3 | 88.7727
|  |  | 11.4 | 92.5455 | 11.4 | 92.5455
|  |  | 11.5 | 96.3182 | 11.5 | 96.3182
|  |  | 11.6 | 100.0909 | 11.6 | 100.0909
|  |  | 11.7 | 103.8636 | 11.7 | 103.8636
|  |  | 11.8 | 107.6364 | 11.8 | 107.6364
|  |  | 11.9 | 111.4091 | 11.9 | 111.4091
|  |  | 12 | 115.1818 | 12 | 115.1818
|  |  | 12.1 | 118.9545 | 12.1 | 118.9545
|  |  | 12.2 | 122.7273 | 12.2 | 122.7273
|  |  | 12.3 | 126.5 | 12.3 | 126.5
|  |  | 12.4 | 130.2727 | 12.4 | 130.2727
|  |  | 12.5 | 134.0455 | 12.5 | 134.0455
|  |  | 12.6 | 137.8182 | 12.6 | 137.8182
|  |  | 12.7 | 141.5909 | 12.7 | 141.5909
|  |  | 12.8 | 145.3636 | 12.8 | 145.3636
|  |  | 12.9 | 149.1364 | 12.9 | 149.1364
|  |  | 13 | 152.9091 | 13 | 152.9091
|  |  | 13.1 | 156.6818 | 13.1 | 156.6818
|  |  | 13.2 | 160.4545 | 13.2 | 160.4545
|  |  | 13.3 | 164.2273 | 13.3 | 164.2273
|  |  | 13.4 | 168 | 13.4 | 168
|  |  | 13.5 | 173.2174 | 13.5 | 173.2174
|  |  | 13.6 | 178.4348 | 13.6 | 178.4348
|  |  | 13.7 | 183.6522 | 13.7 | 183.6522
|  |  | 13.8 | 188.8696 | 13.8 | 188.8696
|  |  | 13.9 | 194.087 | 13.9 | 194.087
|  |  | 14 | 199.3043 | 14 | 199.3043
|  |  | 14.1 | 204.5217 | 14.1 | 204.5217
|  |  | 14.2 | 209.7391 | 14.2 | 209.7391
|  |  | 14.3 | 214.9565 | 14.3 | 214.9565
|  |  | 14.4 | 220.1739 | 14.4 | 220.1739
|  |  | 14.5 | 225.3913 | 14.5 | 225.3913
|  |  | 14.6 | 230.6087 | 14.6 | 230.6087
|  |  | 14.7 | 235.8261 | 14.7 | 235.8261
|  |  | 14.8 | 241.0435 | 14.8 | 241.0435
|  |  | 14.9 | 246.2609 | 14.9 | 246.2609
|  |  | 15 | 251.4783 | 15 | 251.4783
|  |  | 15.1 | 256.6957 | 15.1 | 256.6957
|  |  | 15.2 | 261.913 | 15.2 | 261.913
|  |  | 15.3 | 267.1304 | 15.3 | 267.1304
|  |  | 15.4 | 272.3478 | 15.4 | 272.3478
|  |  | 15.5 | 277.5652 | 15.5 | 277.5652
|  |  | 15.6 | 282.7826 | 15.6 | 282.7826
|  |  | 15.7 | 288 | 15.7 | 288
|  |  | 15.8 | 295 | 15.8 | 295
|  |  | 15.9 | 302 | 15.9 | 302
|  |  | 16 | 309 | 16 | 309
|  |  | 16.1 | 316 | 16.1 | 316
|  |  | 16.2 | 323 | 16.2 | 323
|  |  | 16.3 | 330 | 16.3 | 330
|  |  | 16.4 | 337 | 16.4 | 337
|  |  | 16.5 | 344 | 16.5 | 344
|  |  | 16.6 | 351 | 16.6 | 351
|  |  | 16.7 | 358 | 16.7 | 358
|  |  | 16.8 | 365 | 16.8 | 365
|  |  | 16.9 | 372 | 16.9 | 372
|  |  | 17 | 379 | 17 | 379
|  |  | 17.1 | 386 | 17.1 | 386
|  |  | 17.2 | 393 | 17.2 | 393
|  |  | 17.3 | 400 | 17.3 | 400
|  |  | 17.4 | 407 | 17.4 | 407
|  |  | 17.5 | 414 | 17.5 | 414
|  |  | 17.6 | 421 | 17.6 | 421
|  |  | 17.7 | 428 | 17.7 | 428
|  |  | 17.8 | 435 | 17.8 | 435
|  |  | 17.9 | 442 | 17.9 | 442
|  |  | 18 | 450.5909 | 18 | 450.5909
|  |  | 18.1 | 459.1818 | 18.1 | 459.1818
|  |  | 18.2 | 467.7727 | 18.2 | 467.7727
|  |  | 18.3 | 476.3636 | 18.3 | 476.3636
|  |  | 18.4 | 484.9545 | 18.4 | 484.9545
|  |  | 18.5 | 493.5455 | 18.5 | 493.5455
|  |  | 18.6 | 502.1364 | 18.6 | 502.1364
|  |  | 18.7 | 510.7273 | 18.7 | 510.7273
|  |  | 18.8 | 519.3182 | 18.8 | 519.3182
|  |  | 18.9 | 527.9091 | 18.9 | 527.9091
|  |  | 19 | 536.5 | 19 | 536.5
|  |  | 19.1 | 545.0909 | 19.1 | 545.0909
|  |  | 19.2 | 553.6818 | 19.2 | 553.6818
|  |  | 19.3 | 562.2727 | 19.3 | 562.2727
|  |  | 19.4 | 570.8636 | 19.4 | 570.8636
|  |  | 19.5 | 579.4545 | 19.5 | 579.4545
|  |  | 19.6 | 588.0455 | 19.6 | 588.0455
|  |  | 19.7 | 596.6364 | 19.7 | 596.6364
|  |  | 19.8 | 605.2273 | 19.8 | 605.2273
|  |  | 19.9 | 613.8182 | 19.9 | 613.8182
|  |  | 20 | 622.4091 | 20 | 622.4091
|  |  | 20.1 | 631 | 20.1 | 631
|  |  | 20.2 | 640.5217 | 20.2 | 640.5217
|  |  | 20.3 | 650.0435 | 20.3 | 650.0435
|  |  | 20.4 | 659.5652 | 20.4 | 659.5652
|  |  | 20.5 | 669.087 | 20.5 | 669.087
|  |  | 20.6 | 678.6087 | 20.6 | 678.6087
|  |  | 20.7 | 688.1304 | 20.7 | 688.1304
|  |  | 20.8 | 697.6522 | 20.8 | 697.6522
|  |  | 20.9 | 707.1739 | 20.9 | 707.1739
|  |  | 21 | 716.6957 | 21 | 716.6957
|  |  | 21.1 | 726.2174 | 21.1 | 726.2174
|  |  | 21.2 | 735.7391 | 21.2 | 735.7391
|  |  | 21.3 | 745.2609 | 21.3 | 745.2609
|  |  | 21.4 | 754.7826 | 21.4 | 754.7826
|  |  | 21.5 | 764.3043 | 21.5 | 764.3043
|  |  | 21.6 | 773.8261 | 21.6 | 773.8261
|  |  | 21.7 | 783.3478 | 21.7 | 783.3478
|  |  | 21.8 | 792.8696 | 21.8 | 792.8696
|  |  | 21.9 | 802.3913 | 21.9 | 802.3913
|  |  | 22 | 811.913 | 22 | 811.913
|  |  | 22.1 | 821.4348 | 22.1 | 821.4348
|  |  | 22.2 | 830.9565 | 22.2 | 830.9565
|  |  | 22.3 | 840.4783 | 22.3 | 840.4783
|  |  | 22.4 | 850 | 22.4 | 850
|  |  | 22.5 | 860.3636 | 22.5 | 860.3636
|  |  | 22.6 | 870.7273 | 22.6 | 870.7273
|  |  | 22.7 | 881.0909 | 22.7 | 881.0909
|  |  | 22.8 | 891.4545 | 22.8 | 891.4545
|  |  | 22.9 | 901.8182 | 22.9 | 901.8182
|  |  | 23 | 912.1818 | 23 | 912.1818
|  |  | 23.1 | 922.5455 | 23.1 | 922.5455
|  |  | 23.2 | 932.9091 | 23.2 | 932.9091
|  |  | 23.3 | 943.2727 | 23.3 | 943.2727
|  |  | 23.4 | 953.6364 | 23.4 | 953.6364
|  |  | 23.5 | 964 | 23.5 | 964
|  |  | 23.6 | 974.3636 | 23.6 | 974.3636
|  |  | 23.7 | 984.7273 | 23.7 | 984.7273
|  |  | 23.8 | 995.0909 | 23.8 | 995.0909
|  |  | 23.9 | 1005.4545 | 23.9 | 1005.4545
|  |  | 24 | 1015.8182 | 24 | 1015.8182
|  |  | 24.1 | 1026.1818 | 24.1 | 1026.1818
|  |  | 24.2 | 1036.5455 | 24.2 | 1036.5455
|  |  | 24.3 | 1046.9091 | 24.3 | 1046.9091
|  |  | 24.4 | 1057.2727 | 24.4 | 1057.2727
|  |  | 24.5 | 1067.6364 | 24.5 | 1067.6364
|  |  | 24.6 | 1078 | 24.6 | 1078
|  |  | 24.7 | 1085.0909 | 24.7 | 1085.0909
|  |  | 24.8 | 1092.1818 | 24.8 | 1092.1818
|  |  | 24.9 | 1099.2727 | 24.9 | 1099.2727
|  |  | 25 | 1106.3636 | 25 | 1106.3636
|  |  | 25.1 | 1113.4545 | 25.1 | 1113.4545
|  |  | 25.2 | 1120.5455 | 25.2 | 1120.5455
|  |  | 25.3 | 1127.6364 | 25.3 | 1127.6364
|  |  | 25.4 | 1134.7273 | 25.4 | 1134.7273
|  |  | 25.5 | 1141.8182 | 25.5 | 1141.8182
|  |  | 25.6 | 1148.9091 | 25.6 | 1148.9091
|  |  | 25.7 | 1156 | 25.7 | 1156
|  |  | 25.8 | 1163.0909 | 25.8 | 1163.0909
|  |  | 25.9 | 1170.1818 | 25.9 | 1170.1818
|  |  | 26 | 1177.2727 | 26 | 1177.2727
|  |  | 26.1 | 1184.3636 | 26.1 | 1184.3636
|  |  | 26.2 | 1191.4545 | 26.2 | 1191.4545
|  |  | 26.3 | 1198.5455 | 26.3 | 1198.5455
|  |  | 26.4 | 1205.6364 | 26.4 | 1205.6364
|  |  | 26.5 | 1212.7273 | 26.5 | 1212.7273
|  |  | 26.6 | 1219.8182 | 26.6 | 1219.8182
|  |  | 26.7 | 1226.9091 | 26.7 | 1226.9091
|  |  | 26.8 | 1234 | 26.8 | 1234
|  |  | 26.9 | 1234.6957 | 26.9 | 1234.6957
|  |  | 27 | 1235.3913 | 27 | 1235.3913
|  |  | 27.1 | 1236.087 | 27.1 | 1236.087
|  |  | 27.2 | 1236.7826 | 27.2 | 1236.7826
|  |  | 27.3 | 1237.4783 | 27.3 | 1237.4783
|  |  | 27.4 | 1238.1739 | 27.4 | 1238.1739
|  |  | 27.5 | 1238.8696 | 27.5 | 1238.8696
|  |  | 27.6 | 1239.5652 | 27.6 | 1239.5652
|  |  | 27.7 | 1240.2609 | 27.7 | 1240.2609
|  |  | 27.8 | 1240.9565 | 27.8 | 1240.9565
|  |  | 27.9 | 1241.6522 | 27.9 | 1241.6522
|  |  | 28 | 1242.3478 | 28 | 1242.3478
|  |  | 28.1 | 1243.0435 | 28.1 | 1243.0435
|  |  | 28.2 | 1243.7391 | 28.2 | 1243.7391
|  |  | 28.3 | 1244.4348 | 28.3 | 1244.4348
|  |  | 28.4 | 1245.1304 | 28.4 | 1245.1304
|  |  | 28.5 | 1245.8261 | 28.5 | 1245.8261
|  |  | 28.6 | 1246.5217 | 28.6 | 1246.5217
|  |  | 28.7 | 1247.2174 | 28.7 | 1247.2174
|  |  | 28.8 | 1247.913 | 28.8 | 1247.913
|  |  | 28.9 | 1248.6087 | 28.9 | 1248.6087
|  |  | 29 | 1249.3043 | 29 | 1249.3043
|  |  | 29.1 | 1250 | 29.1 | 1250
|  |  | 29.2 | 1250 | 29.2 | 1250
|  |  | 29.3 | 1250 | 29.3 | 1250
|  |  | 29.4 | 1250 | 29.4 | 1250
|  |  | 29.5 | 1250 | 29.5 | 1250
|  |  | 29.6 | 1250 | 29.6 | 1250
|  |  | 29.7 | 1250 | 29.7 | 1250
|  |  | 29.8 | 1250 | 29.8 | 1250
|  |  | 29.9 | 1250 | 29.9 | 1250
|  |  | 30 | 1250 | 30 | 1250
|  |  | 30.1 | 1250 | 30.1 | 1250
|  |  | 30.2 | 1250 | 30.2 | 1250
|  |  | 30.3 | 1250 | 30.3 | 1250
|  |  | 30.4 | 1250 | 30.4 | 1250
|  |  | 30.5 | 1250 | 30.5 | 1250
|  |  | 30.6 | 1250 | 30.6 | 1250
|  |  | 30.7 | 1250 | 30.7 | 1250
|  |  | 30.8 | 1250 | 30.8 | 1250
|  |  | 30.9 | 1250 | 30.9 | 1250
|  |  | 31 | 1250 | 31 | 1250
|  |  | 31.1 | 1250 | 31.1 | 1250
|  |  | 31.2 | 1250 | 31.2 | 1250
|  |  | 31.3 | 1250 | 31.3 | 1250
|  |  | 31.4 | 1250 | 31.4 | 1250
|  |  | 31.5 | 1250 | 31.5 | 1250
|  |  | 31.6 | 1250 | 31.6 | 1250
|  |  | 31.7 | 1250 | 31.7 | 1250
|  |  | 31.8 | 1250 | 31.8 | 1250
|  |  | 31.9 | 1250 | 31.9 | 1250
|  |  | 32 | 1250 | 32 | 1250
|  |  | 32.1 | 1250 | 32.1 | 1250
|  |  | 32.2 | 1250 | 32.2 | 1250
|  |  | 32.3 | 1250 | 32.3 | 1250
|  |  | 32.4 | 1250 | 32.4 | 1250
|  |  | 32.5 | 1250 | 32.5 | 1250
|  |  | 32.6 | 1250 | 32.6 | 1250
|  |  | 32.7 | 1250 | 32.7 | 1250
|  |  | 32.8 | 1250 | 32.8 | 1250
|  |  | 32.9 | 1250 | 32.9 | 1250
|  |  | 33 | 1250 | 33 | 1250
|  |  | 33.1 | 1250 | 33.1 | 1250
|  |  | 33.2 | 1250 | 33.2 | 1250
|  |  | 33.3 | 1250 | 33.3 | 1250
|  |  | 33.4 | 1250 | 33.4 | 1250
|  |  | 33.5 | 1250 | 33.5 | 1250
|  |  | 33.6 | 1250 | 33.6 | 1250
|  |  | 33.7 | 1250 | 33.7 | 1250
|  |  | 33.8 | 1250 | 33.8 | 1250
|  |  | 33.9 | 1250 | 33.9 | 1250
|  |  | 34 | 1250 | 34 | 1250
|  |  | 34.1 | 1250 | 34.1 | 1250
|  |  | 34.2 | 1250 | 34.2 | 1250
|  |  | 34.3 | 1250 | 34.3 | 1250
|  |  | 34.4 | 1250 | 34.4 | 1250
|  |  | 34.5 | 1250 | 34.5 | 1250
|  |  | 34.6 | 1250 | 34.6 | 1250
|  |  | 34.7 | 1250 | 34.7 | 1250
|  |  | 34.8 | 1250 | 34.8 | 1250
|  |  | 34.9 | 1250 | 34.9 | 1250
|  |  | 35 | 1250 | 35 | 1250
|  |  | 35.1 | 1250 | 35.1 | 1250
|  |  | 35.2 | 1250 | 35.2 | 1250
|  |  | 35.3 | 1250 | 35.3 | 1250
|  |  | 35.4 | 1250 | 35.4 | 1250
|  |  | 35.5 | 1250 | 35.5 | 1250
|  |  | 35.6 | 1250 | 35.6 | 1250
|  |  | 35.7 | 1250 | 35.7 | 1250
|  |  | 35.8 | 1250 | 35.8 | 1250
|  |  | 35.9 | 1250 | 35.9 | 1250
|  |  | 36 | 1250 | 36 | 1250
|  |  | 36.1 | 1250 | 36.1 | 1250
|  |  | 36.2 | 1250 | 36.2 | 1250
|  |  | 36.3 | 1250 | 36.3 | 1250
|  |  | 36.4 | 1250 | 36.4 | 1250
|  |  | 36.5 | 1250 | 36.5 | 1250
|  |  | 36.6 | 1250 | 36.6 | 1250
|  |  | 36.7 | 1250 | 36.7 | 1250
|  |  | 36.8 | 1250 | 36.8 | 1250
|  |  | 36.9 | 1250 | 36.9 | 1250
|  |  | 37 | 1250 | 37 | 1250
|  |  | 37.1 | 1250 | 37.1 | 1250
|  |  | 37.2 | 1250 | 37.2 | 1250
|  |  | 37.3 | 1250 | 37.3 | 1250
|  |  | 37.4 | 1250 | 37.4 | 1250
|  |  | 37.5 | 1250 | 37.5 | 1250
|  |  | 37.6 | 1250 | 37.6 | 1250
|  |  | 37.7 | 1250 | 37.7 | 1250
|  |  | 37.8 | 1250 | 37.8 | 1250
|  |  | 37.9 | 1250 | 37.9 | 1250
|  |  | 38 | 1250 | 38 | 1250
|  |  | 38.1 | 1245.8261 | 38.1 | 1245.8261
|  |  | 38.2 | 1241.6522 | 38.2 | 1241.6522
|  |  | 38.3 | 1237.4783 | 38.3 | 1237.4783
|  |  | 38.4 | 1233.3043 | 38.4 | 1233.3043
|  |  | 38.5 | 1229.1304 | 38.5 | 1229.1304
|  |  | 38.6 | 1224.9565 | 38.6 | 1224.9565
|  |  | 38.7 | 1220.7826 | 38.7 | 1220.7826
|  |  | 38.8 | 1216.6087 | 38.8 | 1216.6087
|  |  | 38.9 | 1212.4348 | 38.9 | 1212.4348
|  |  | 39 | 1208.2609 | 39 | 1208.2609
|  |  | 39.1 | 1204.087 | 39.1 | 1204.087
|  |  | 39.2 | 1199.913 | 39.2 | 1199.913
|  |  | 39.3 | 1195.7391 | 39.3 | 1195.7391
|  |  | 39.4 | 1191.5652 | 39.4 | 1191.5652
|  |  | 39.5 | 1187.3913 | 39.5 | 1187.3913
|  |  | 39.6 | 1183.2174 | 39.6 | 1183.2174
|  |  | 39.7 | 1179.0435 | 39.7 | 1179.0435
|  |  | 39.8 | 1174.8696 | 39.8 | 1174.8696
|  |  | 39.9 | 1170.6957 | 39.9 | 1170.6957
|  |  | 40 | 1166.5217 | 40 | 1166.5217
|  |  | 40.1 | 1162.3478 | 40.1 | 1162.3478
|  |  | 40.2 | 1158.1739 | 40.2 | 1158.1739
|  |  | 40.3 | 1154 | 40.3 | 1154
|  |  | 40.4 | 1148.6364 | 40.4 | 1148.6364
|  |  | 40.5 | 1143.2727 | 40.5 | 1143.2727
|  |  | 40.6 | 1137.9091 | 40.6 | 1137.9091
|  |  | 40.7 | 1132.5455 | 40.7 | 1132.5455
|  |  | 40.8 | 1127.1818 | 40.8 | 1127.1818
|  |  | 40.9 | 1121.8182 | 40.9 | 1121.8182
|  |  | 41 | 1116.4545 | 41 | 1116.4545
|  |  | 41.1 | 1111.0909 | 41.1 | 1111.0909
|  |  | 41.2 | 1105.7273 | 41.2 | 1105.7273
|  |  | 41.3 | 1100.3636 | 41.3 | 1100.3636
|  |  | 41.4 | 1095 | 41.4 | 1095
|  |  | 41.5 | 1089.6364 | 41.5 | 1089.6364
|  |  | 41.6 | 1084.2727 | 41.6 | 1084.2727
|  |  | 41.7 | 1078.9091 | 41.7 | 1078.9091
|  |  | 41.8 | 1073.5455 | 41.8 | 1073.5455
|  |  | 41.9 | 1068.1818 | 41.9 | 1068.1818
|  |  | 42 | 1062.8182 | 42 | 1062.8182
|  |  | 42.1 | 1057.4545 | 42.1 | 1057.4545
|  |  | 42.2 | 1052.0909 | 42.2 | 1052.0909
|  |  | 42.3 | 1046.7273 | 42.3 | 1046.7273
|  |  | 42.4 | 1041.3636 | 42.4 | 1041.3636
|  |  | 42.5 | 1036 | 42.5 | 1036
|  |  | 42.6 | 1031.1818 | 42.6 | 1031.1818
|  |  | 42.7 | 1026.3636 | 42.7 | 1026.3636
|  |  | 42.8 | 1021.5455 | 42.8 | 1021.5455
|  |  | 42.9 | 1016.7273 | 42.9 | 1016.7273
|  |  | 43 | 1011.9091 | 43 | 1011.9091
|  |  | 43.1 | 1007.0909 | 43.1 | 1007.0909
|  |  | 43.2 | 1002.2727 | 43.2 | 1002.2727
|  |  | 43.3 | 997.4545 | 43.3 | 997.4545
|  |  | 43.4 | 992.6364 | 43.4 | 992.6364
|  |  | 43.5 | 987.8182 | 43.5 | 987.8182
|  |  | 43.6 | 983 | 43.6 | 983
|  |  | 43.7 | 978.1818 | 43.7 | 978.1818
|  |  | 43.8 | 973.3636 | 43.8 | 973.3636
|  |  | 43.9 | 968.5455 | 43.9 | 968.5455
|  |  | 44 | 963.7273 | 44 | 963.7273
|  |  | 44.1 | 958.9091 | 44.1 | 958.9091
|  |  | 44.2 | 954.0909 | 44.2 | 954.0909
|  |  | 44.3 | 949.2727 | 44.3 | 949.2727
|  |  | 44.4 | 944.4545 | 44.4 | 944.4545
|  |  | 44.5 | 939.6364 | 44.5 | 939.6364
|  |  | 44.6 | 934.8182 | 44.6 | 934.8182
|  |  | 44.7 | 930 | 44.7 | 930
|  |  | 44.8 | 924.8696 | 44.8 | 924.8696
|  |  | 44.9 | 919.7391 | 44.9 | 919.7391
|  |  | 45 | 914.6087 | 45 | 914.6087
|  |  | 45.1 | 909.4783 | 45.1 | 909.4783
|  |  | 45.2 | 904.3478 | 45.2 | 904.3478
|  |  | 45.3 | 899.2174 | 45.3 | 899.2174
|  |  | 45.4 | 894.087 | 45.4 | 894.087
|  |  | 45.5 | 888.9565 | 45.5 | 888.9565
|  |  | 45.6 | 883.8261 | 45.6 | 883.8261
|  |  | 45.7 | 878.6957 | 45.7 | 878.6957
|  |  | 45.8 | 873.5652 | 45.8 | 873.5652
|  |  | 45.9 | 868.4348 | 45.9 | 868.4348
|  |  | 46 | 863.3043 | 46 | 863.3043
|  |  | 46.1 | 858.1739 | 46.1 | 858.1739
|  |  | 46.2 | 853.0435 | 46.2 | 853.0435
|  |  | 46.3 | 847.913 | 46.3 | 847.913
|  |  | 46.4 | 842.7826 | 46.4 | 842.7826
|  |  | 46.5 | 837.6522 | 46.5 | 837.6522
|  |  | 46.6 | 832.5217 | 46.6 | 832.5217
|  |  | 46.7 | 827.3913 | 46.7 | 827.3913
|  |  | 46.8 | 822.2609 | 46.8 | 822.2609
|  |  | 46.9 | 817.1304 | 46.9 | 817.1304
|  |  | 47 | 812 | 47 | 812
|  |  | 47.1 | 807.1364 | 47.1 | 807.1364
|  |  | 47.2 | 802.2727 | 47.2 | 802.2727
|  |  | 47.3 | 797.4091 | 47.3 | 797.4091
|  |  | 47.4 | 792.5455 | 47.4 | 792.5455
|  |  | 47.5 | 787.6818 | 47.5 | 787.6818
|  |  | 47.6 | 782.8182 | 47.6 | 782.8182
|  |  | 47.7 | 777.9545 | 47.7 | 777.9545
|  |  | 47.8 | 773.0909 | 47.8 | 773.0909
|  |  | 47.9 | 768.2273 | 47.9 | 768.2273
|  |  | 48 | 763.3636 | 48 | 763.3636
|  |  | 48.1 | 758.5 | 48.1 | 758.5
|  |  | 48.2 | 753.6364 | 48.2 | 753.6364
|  |  | 48.3 | 748.7727 | 48.3 | 748.7727
|  |  | 48.4 | 743.9091 | 48.4 | 743.9091
|  |  | 48.5 | 739.0455 | 48.5 | 739.0455
|  |  | 48.6 | 734.1818 | 48.6 | 734.1818
|  |  | 48.7 | 729.3182 | 48.7 | 729.3182
|  |  | 48.8 | 724.4545 | 48.8 | 724.4545
|  |  | 48.9 | 719.5909 | 48.9 | 719.5909
|  |  | 49 | 714.7273 | 49 | 714.7273
|  |  | 49.1 | 709.8636 | 49.1 | 709.8636
|  |  | 49.2 | 705 | 49.2 | 705
|  |  | 49.3 | 700.4545 | 49.3 | 700.4545
|  |  | 49.4 | 695.9091 | 49.4 | 695.9091
|  |  | 49.5 | 691.3636 | 49.5 | 691.3636
|  |  | 49.6 | 686.8182 | 49.6 | 686.8182
|  |  | 49.7 | 682.2727 | 49.7 | 682.2727
|  |  | 49.8 | 677.7273 | 49.8 | 677.7273
|  |  | 49.9 | 673.1818 | 49.9 | 673.1818
|  |  | 50 | 668.6364 | 50 | 668.6364
|  |  | 50.1 | 664.0909 | 50.1 | 664.0909
|  |  | 50.2 | 659.5455 | 50.2 | 659.5455
|  |  | 50.3 | 655 | 50.3 | 655
|  |  | 50.4 | 650.4545 | 50.4 | 650.4545
|  |  | 50.5 | 645.9091 | 50.5 | 645.9091
|  |  | 50.6 | 641.3636 | 50.6 | 641.3636
|  |  | 50.7 | 636.8182 | 50.7 | 636.8182
|  |  | 50.8 | 632.2727 | 50.8 | 632.2727
|  |  | 50.9 | 627.7273 | 50.9 | 627.7273
|  |  | 51 | 623.1818 | 51 | 623.1818
|  |  | 51.1 | 618.6364 | 51.1 | 618.6364
|  |  | 51.2 | 614.0909 | 51.2 | 614.0909
|  |  | 51.3 | 609.5455 | 51.3 | 609.5455
|  |  | 51.4 | 605 | 51.4 | 605
|  |  | 51.5 | 578.6957 | 51.5 | 578.6957
|  |  | 51.6 | 552.3913 | 51.6 | 552.3913
|  |  | 51.7 | 526.087 | 51.7 | 526.087
|  |  | 51.8 | 499.7826 | 51.8 | 499.7826
|  |  | 51.9 | 473.4783 | 51.9 | 473.4783
|  |  | 52 | 447.1739 | 52 | 447.1739
|  |  | 52.1 | 420.8696 | 52.1 | 420.8696
|  |  | 52.2 | 394.5652 | 52.2 | 394.5652
|  |  | 52.3 | 368.2609 | 52.3 | 368.2609
|  |  | 52.4 | 341.9565 | 52.4 | 341.9565
|  |  | 52.5 | 315.6522 | 52.5 | 315.6522
|  |  | 52.6 | 289.3478 | 52.6 | 289.3478
|  |  | 52.7 | 263.0435 | 52.7 | 263.0435
|  |  | 52.8 | 236.7391 | 52.8 | 236.7391
|  |  | 52.9 | 210.4348 | 52.9 | 210.4348
|  |  | 53 | 184.1304 | 53 | 184.1304
|  |  | 53.1 | 157.8261 | 53.1 | 157.8261
|  |  | 53.2 | 131.5217 | 53.2 | 131.5217
|  |  | 53.3 | 105.2174 | 53.3 | 105.2174
|  |  | 53.4 | 78.913 | 53.4 | 78.913
|  |  | 53.5 | 52.6087 | 53.5 | 52.6087
|  |  | 53.6 | 26.3043 | 53.6 | 26.3043
|  |  | 53.7 | 0 | 53.7 | 0
|  |  | 53.8 | 0 | 53.8 | 0
|  |  | 53.9 | 0 | 53.9 | 0
|  |  | 54 | 0 | 54 | 0
|  |  | 54.1 | 0 | 54.1 | 0
|  |  | 54.2 | 0 | 54.2 | 0
|  |  | 54.3 | 0 | 54.3 | 0
|  |  | 54.4 | 0 | 54.4 | 0
|  |  | 54.5 | 0 | 54.5 | 0
|  |  | 54.6 | 0 | 54.6 | 0
|  |  | 54.7 | 0 | 54.7 | 0
|  |  | 54.8 | 0 | 54.8 | 0
|  |  | 54.9 | 0 | 54.9 | 0
|  |  | 55 | 0 | 55 | 0
|  |  | 55.1 | 0 | 55.1 | 0
|  |  | 55.2 | 0 | 55.2 | 0
|  |  | 55.3 | 0 | 55.3 | 0
|  |  | 55.4 | 0 | 55.4 | 0
|  |  | 55.5 | 0 | 55.5 | 0
|  |  | 55.6 | 0 | 55.6 | 0
|  |  | 55.7 | 0 | 55.7 | 0
|  |  | 55.8 | 0 | 55.8 | 0
|  |  | 55.9 | 0 | 55.9 | 0
|  |  | 56 | 0 | 56 | 0
|  |  | 56.1 | 0 | 56.1 | 0
|  |  | 56.2 | 0 | 56.2 | 0
|  |  | 56.3 | 0 | 56.3 | 0
|  |  | 56.4 | 0 | 56.4 | 0
|  |  | 56.5 | 0 | 56.5 | 0
|  |  | 56.6 | 0 | 56.6 | 0
|  |  | 56.7 | 0 | 56.7 | 0
|  |  | 56.8 | 0 | 56.8 | 0
|  |  | 56.9 | 0 | 56.9 | 0
|  |  | 57 | 0 | 57 | 0
|  |  | 57.1 | 0 | 57.1 | 0
|  |  | 57.2 | 0 | 57.2 | 0
|  |  | 57.3 | 0 | 57.3 | 0
|  |  | 57.4 | 0 | 57.4 | 0
|  |  | 57.5 | 0 | 57.5 | 0
|  |  | 57.6 | 0 | 57.6 | 0
|  |  | 57.7 | 0 | 57.7 | 0
|  |  | 57.8 | 0 | 57.8 | 0
|  |  | 57.9 | 0 | 57.9 | 0
|  |  | 58 | 0 | 58 | 0
|  |  | 58.1 | 0 | 58.1 | 0
|  |  | 58.2 | 0 | 58.2 | 0
|  |  | 58.3 | 0 | 58.3 | 0
|  |  | 58.4 | 0 | 58.4 | 0
|  |  | 58.5 | 0 | 58.5 | 0
|  |  | 58.6 | 0 | 58.6 | 0
|  |  | 58.7 | 0 | 58.7 | 0
|  |  | 58.8 | 0 | 58.8 | 0
|  |  | 58.9 | 0 | 58.9 | 0
|  |  | 59 | 0 | 59 | 0
|  |  | 59.1 | 0 | 59.1 | 0
|  |  | 59.2 | 0 | 59.2 | 0
|  |  | 59.3 | 0 | 59.3 | 0
|  |  | 59.4 | 0 | 59.4 | 0
|  |  | 59.5 | 0 | 59.5 | 0
|  |  | 59.6 | 0 | 59.6 | 0
|  |  | 59.7 | 0 | 59.7 | 0
|  |  | 59.8 | 0 | 59.8 | 0
|  |  | 59.9 | 0 | 59.9 | 0
|  |  | 60 | 0 | 60 | 0
|  |  | 60.1 | 0 | 60.1 | 0
|  |  | 60.2 | 0 | 60.2 | 0
|  |  | 60.3 | 0 | 60.3 | 0
|  |  | 60.4 | 0 | 60.4 | 0
|  |  | 60.5 | 0 | 60.5 | 0
|  |  | 60.6 | 0 | 60.6 | 0
|  |  | 60.7 | 0 | 60.7 | 0
|  |  | 60.8 | 0 | 60.8 | 0
|  |  | 60.9 | 0 | 60.9 | 0
|  |  | 61 | 0 | 61 | 0
|  |  | 61.1 | 0 | 61.1 | 0
|  |  | 61.2 | 0 | 61.2 | 0
|  |  | 61.3 | 0 | 61.3 | 0
|  |  | 61.4 | 0 | 61.4 | 0
|  |  | 61.5 | 0 | 61.5 | 0
|  |  | 61.6 | 0 | 61.6 | 0
|  |  | 61.7 | 0 | 61.7 | 0
|  |  | 61.8 | 0 | 61.8 | 0
|  |  | 61.9 | 0 | 61.9 | 0
|  |  | 62 | 0 | 62 | 0
|  |  | 62.1 | 0 | 62.1 | 0
|  |  | 62.2 | 0 | 62.2 | 0
|  |  | 62.3 | 0 | 62.3 | 0
|  |  | 62.4 | 0 | 62.4 | 0
|  |  | 62.5 | 0 | 62.5 | 0
|  |  | 62.6 | 0 | 62.6 | 0
|  |  | 62.7 | 0 | 62.7 | 0
|  |  | 62.8 | 0 | 62.8 | 0
|  |  | 62.9 | 0 | 62.9 | 0
|  |  | 63 | 0 | 63 | 0
|  |  | 63.1 | 0 | 63.1 | 0
|  |  | 63.2 | 0 | 63.2 | 0
|  |  | 63.3 | 0 | 63.3 | 0
|  |  | 63.4 | 0 | 63.4 | 0
|  |  | 63.5 | 0 | 63.5 | 0
|  |  | 63.6 | 0 | 63.6 | 0
|  |  | 63.7 | 0 | 63.7 | 0
|  |  | 63.8 | 0 | 63.8 | 0
|  |  | 63.9 | 0 | 63.9 | 0
|  |  | 64 | 0 | 64 | 0
|  |  | 64.1 | 0 | 64.1 | 0
|  |  | 64.2 | 0 | 64.2 | 0
|  |  | 64.3 | 0 | 64.3 | 0
|  |  | 64.4 | 0 | 64.4 | 0
|  |  | 64.5 | 0 | 64.5 | 0
|  |  | 64.6 | 0 | 64.6 | 0
|  |  | 64.7 | 0 | 64.7 | 0
|  |  | 64.8 | 0 | 64.8 | 0
|  |  | 64.9 | 0 | 64.9 | 0
|  |  | 65 | 0 | 65 | 0
|  |  | 65.1 | 0 | 65.1 | 0
|  |  | 65.2 | 0 | 65.2 | 0
|  |  | 65.3 | 0 | 65.3 | 0
|  |  | 65.4 | 0 | 65.4 | 0
|  |  | 65.5 | 0 | 65.5 | 0
|  |  | 65.6 | 0 | 65.6 | 0
|  |  | 65.7 | 0 | 65.7 | 0
|  |  | 65.8 | 0 | 65.8 | 0
|  |  | 65.9 | 0 | 65.9 | 0
|  |  | 66 | 0 | 66 | 0
|  |  | 66.1 | 0 | 66.1 | 0
|  |  | 66.2 | 0 | 66.2 | 0
|  |  | 66.3 | 0 | 66.3 | 0
|  |  | 66.4 | 0 | 66.4 | 0
|  |  | 66.5 | 0 | 66.5 | 0
|  |  | 66.6 | 0 | 66.6 | 0
|  |  | 66.7 | 0 | 66.7 | 0
|  |  | 66.8 | 0 | 66.8 | 0
|  |  | 66.9 | 0 | 66.9 | 0
|  |  | 67 | 0 | 67 | 0
|  |  | 67.1 | 0 | 67.1 | 0

## DW2000-80
Manufacturer: | DeWind
Conversion Factor
Turbine: | DW2000 kW, 80m rotor |  | 1 m/s = 2.23693629205 MPH
Rated: | 2000 |  | Cut-In Speed [mph]
8.9
Windspeed Units: | m/s, MPH
Cut-Out Speed [mph]
Power Units: | kW |  | 55.9
Air Density: | 1.225 kg/m3
Turbulence: | .00
Temperature: | 0 F
Elevation: | 0 FT |  |  |  | Scale To: | 2000
Manufacturer's Power Curve Table |  |  | Derived Power Curve Table |  | Scaled Power Curve Table
Windspeed [m/s] | Windspeed [MPH] | Power [kW] | Windspeed [MPH] | Power [kW] | Windspeed [MPH] | Power [kW]
0 | 0 | 0 | 0 | 0 | 0 | 0
1 | 2.2 | 0 | 0.1 | 0 | 0.1 | 0
2 | 4.5 | 0 | 0.2 | 0 | 0.2 | 0
3 | 6.7 | 0 | 0.3 | 0 | 0.3 | 0
4 | 8.9 | 51 | 0.4 | 0 | 0.4 | 0
5 | 11.2 | 145 | 0.5 | 0 | 0.5 | 0
6 | 13.4 | 276 | 0.6 | 0 | 0.6 | 0
7 | 15.7 | 457 | 0.7 | 0 | 0.7 | 0
8 | 17.9 | 692 | 0.8 | 0 | 0.8 | 0
9 | 20.1 | 985 | 0.9 | 0 | 0.9 | 0
10 | 22.4 | 1321 | 1 | 0 | 1 | 0
11 | 24.6 | 1639 | 1.1 | 0 | 1.1 | 0
12 | 26.8 | 1850 | 1.2 | 0 | 1.2 | 0
13 | 29.1 | 1954 | 1.3 | 0 | 1.3 | 0
14 | 31.3 | 1997 | 1.4 | 0 | 1.4 | 0
15 | 33.6 | 2000 | 1.5 | 0 | 1.5 | 0
16 | 35.8 | 2000 | 1.6 | 0 | 1.6 | 0
17 | 38 | 2000 | 1.7 | 0 | 1.7 | 0
18 | 40.3 | 2000 | 1.8 | 0 | 1.8 | 0
19 | 42.5 | 2000 | 1.9 | 0 | 1.9 | 0
20 | 44.7 | 2000 | 2 | 0 | 2 | 0
21 | 47 | 2000 | 2.1 | 0 | 2.1 | 0
22 | 49.2 | 2000 | 2.2 | 0 | 2.2 | 0
23 | 51.4 | 2000 | 2.3 | 0 | 2.3 | 0
24 | 53.7 | 2000 | 2.4 | 0 | 2.4 | 0
25 | 55.9 | 2000 | 2.5 | 0 | 2.5 | 0
26 | 58.2 | 0 | 2.6 | 0 | 2.6 | 0
27 | 60.4 | 0 | 2.7 | 0 | 2.7 | 0
28 | 62.6 | 0 | 2.8 | 0 | 2.8 | 0 | NOTE:
29 | 64.9 | 0 | 2.9 | 0 | 2.9 | 0 | Data is converted to MPH from manufacturer's data of whole m/s and then interpolated linearly at every .1 MPH.
30 | 67.1 | 0 | 3 | 0 | 3 | 0 | Convert source data of graphs to read from current page.
|  |  | 3.1 | 0 | 3.1 | 0 | Enter manufacturer's data into table; derived table and graphs will fill automatically.
|  |  | 3.2 | 0 | 3.2 | 0
|  |  | 3.3 | 0 | 3.3 | 0
|  |  | 3.4 | 0 | 3.4 | 0
|  |  | 3.5 | 0 | 3.5 | 0
|  |  | 3.6 | 0 | 3.6 | 0
|  |  | 3.7 | 0 | 3.7 | 0
|  |  | 3.8 | 0 | 3.8 | 0
|  |  | 3.9 | 0 | 3.9 | 0
|  |  | 4 | 0 | 4 | 0
|  |  | 4.1 | 0 | 4.1 | 0
|  |  | 4.2 | 0 | 4.2 | 0
|  |  | 4.3 | 0 | 4.3 | 0
|  |  | 4.4 | 0 | 4.4 | 0
|  |  | 4.5 | 0 | 4.5 | 0
|  |  | 4.6 | 0 | 4.6 | 0
|  |  | 4.7 | 0 | 4.7 | 0
|  |  | 4.8 | 0 | 4.8 | 0
|  |  | 4.9 | 0 | 4.9 | 0
|  |  | 5 | 0 | 5 | 0
|  |  | 5.1 | 0 | 5.1 | 0
|  |  | 5.2 | 0 | 5.2 | 0
|  |  | 5.3 | 0 | 5.3 | 0
|  |  | 5.4 | 0 | 5.4 | 0
|  |  | 5.5 | 0 | 5.5 | 0
|  |  | 5.6 | 0 | 5.6 | 0
|  |  | 5.7 | 0 | 5.7 | 0
|  |  | 5.8 | 0 | 5.8 | 0
|  |  | 5.9 | 0 | 5.9 | 0
|  |  | 6 | 0 | 6 | 0
|  |  | 6.1 | 0 | 6.1 | 0
|  |  | 6.2 | 0 | 6.2 | 0
|  |  | 6.3 | 0 | 6.3 | 0
|  |  | 6.4 | 0 | 6.4 | 0
|  |  | 6.5 | 0 | 6.5 | 0
|  |  | 6.6 | 0 | 6.6 | 0
|  |  | 6.7 | 0 | 6.7 | 0
|  |  | 6.8 | 2.3182 | 6.8 | 2.3182
|  |  | 6.9 | 4.6364 | 6.9 | 4.6364
|  |  | 7 | 6.9545 | 7 | 6.9545
|  |  | 7.1 | 9.2727 | 7.1 | 9.2727
|  |  | 7.2 | 11.5909 | 7.2 | 11.5909
|  |  | 7.3 | 13.9091 | 7.3 | 13.9091
|  |  | 7.4 | 16.2273 | 7.4 | 16.2273
|  |  | 7.5 | 18.5455 | 7.5 | 18.5455
|  |  | 7.6 | 20.8636 | 7.6 | 20.8636
|  |  | 7.7 | 23.1818 | 7.7 | 23.1818
|  |  | 7.8 | 25.5 | 7.8 | 25.5
|  |  | 7.9 | 27.8182 | 7.9 | 27.8182
|  |  | 8 | 30.1364 | 8 | 30.1364
|  |  | 8.1 | 32.4545 | 8.1 | 32.4545
|  |  | 8.2 | 34.7727 | 8.2 | 34.7727
|  |  | 8.3 | 37.0909 | 8.3 | 37.0909
|  |  | 8.4 | 39.4091 | 8.4 | 39.4091
|  |  | 8.5 | 41.7273 | 8.5 | 41.7273
|  |  | 8.6 | 44.0455 | 8.6 | 44.0455
|  |  | 8.7 | 46.3636 | 8.7 | 46.3636
|  |  | 8.8 | 48.6818 | 8.8 | 48.6818
|  |  | 8.9 | 51 | 8.9 | 51
|  |  | 9 | 55.087 | 9 | 55.087
|  |  | 9.1 | 59.1739 | 9.1 | 59.1739
|  |  | 9.2 | 63.2609 | 9.2 | 63.2609
|  |  | 9.3 | 67.3478 | 9.3 | 67.3478
|  |  | 9.4 | 71.4348 | 9.4 | 71.4348
|  |  | 9.5 | 75.5217 | 9.5 | 75.5217
|  |  | 9.6 | 79.6087 | 9.6 | 79.6087
|  |  | 9.7 | 83.6957 | 9.7 | 83.6957
|  |  | 9.8 | 87.7826 | 9.8 | 87.7826
|  |  | 9.9 | 91.8696 | 9.9 | 91.8696
|  |  | 10 | 95.9565 | 10 | 95.9565
|  |  | 10.1 | 100.0435 | 10.1 | 100.0435
|  |  | 10.2 | 104.1304 | 10.2 | 104.1304
|  |  | 10.3 | 108.2174 | 10.3 | 108.2174
|  |  | 10.4 | 112.3043 | 10.4 | 112.3043
|  |  | 10.5 | 116.3913 | 10.5 | 116.3913
|  |  | 10.6 | 120.4783 | 10.6 | 120.4783
|  |  | 10.7 | 124.5652 | 10.7 | 124.5652
|  |  | 10.8 | 128.6522 | 10.8 | 128.6522
|  |  | 10.9 | 132.7391 | 10.9 | 132.7391
|  |  | 11 | 136.8261 | 11 | 136.8261
|  |  | 11.1 | 140.913 | 11.1 | 140.913
|  |  | 11.2 | 145 | 11.2 | 145
|  |  | 11.3 | 150.9545 | 11.3 | 150.9545
|  |  | 11.4 | 156.9091 | 11.4 | 156.9091
|  |  | 11.5 | 162.8636 | 11.5 | 162.8636
|  |  | 11.6 | 168.8182 | 11.6 | 168.8182
|  |  | 11.7 | 174.7727 | 11.7 | 174.7727
|  |  | 11.8 | 180.7273 | 11.8 | 180.7273
|  |  | 11.9 | 186.6818 | 11.9 | 186.6818
|  |  | 12 | 192.6364 | 12 | 192.6364
|  |  | 12.1 | 198.5909 | 12.1 | 198.5909
|  |  | 12.2 | 204.5455 | 12.2 | 204.5455
|  |  | 12.3 | 210.5 | 12.3 | 210.5
|  |  | 12.4 | 216.4545 | 12.4 | 216.4545
|  |  | 12.5 | 222.4091 | 12.5 | 222.4091
|  |  | 12.6 | 228.3636 | 12.6 | 228.3636
|  |  | 12.7 | 234.3182 | 12.7 | 234.3182
|  |  | 12.8 | 240.2727 | 12.8 | 240.2727
|  |  | 12.9 | 246.2273 | 12.9 | 246.2273
|  |  | 13 | 252.1818 | 13 | 252.1818
|  |  | 13.1 | 258.1364 | 13.1 | 258.1364
|  |  | 13.2 | 264.0909 | 13.2 | 264.0909
|  |  | 13.3 | 270.0455 | 13.3 | 270.0455
|  |  | 13.4 | 276 | 13.4 | 276
|  |  | 13.5 | 283.8696 | 13.5 | 283.8696
|  |  | 13.6 | 291.7391 | 13.6 | 291.7391
|  |  | 13.7 | 299.6087 | 13.7 | 299.6087
|  |  | 13.8 | 307.4783 | 13.8 | 307.4783
|  |  | 13.9 | 315.3478 | 13.9 | 315.3478
|  |  | 14 | 323.2174 | 14 | 323.2174
|  |  | 14.1 | 331.087 | 14.1 | 331.087
|  |  | 14.2 | 338.9565 | 14.2 | 338.9565
|  |  | 14.3 | 346.8261 | 14.3 | 346.8261
|  |  | 14.4 | 354.6957 | 14.4 | 354.6957
|  |  | 14.5 | 362.5652 | 14.5 | 362.5652
|  |  | 14.6 | 370.4348 | 14.6 | 370.4348
|  |  | 14.7 | 378.3043 | 14.7 | 378.3043
|  |  | 14.8 | 386.1739 | 14.8 | 386.1739
|  |  | 14.9 | 394.0435 | 14.9 | 394.0435
|  |  | 15 | 401.913 | 15 | 401.913
|  |  | 15.1 | 409.7826 | 15.1 | 409.7826
|  |  | 15.2 | 417.6522 | 15.2 | 417.6522
|  |  | 15.3 | 425.5217 | 15.3 | 425.5217
|  |  | 15.4 | 433.3913 | 15.4 | 433.3913
|  |  | 15.5 | 441.2609 | 15.5 | 441.2609
|  |  | 15.6 | 449.1304 | 15.6 | 449.1304
|  |  | 15.7 | 457 | 15.7 | 457
|  |  | 15.8 | 467.6818 | 15.8 | 467.6818
|  |  | 15.9 | 478.3636 | 15.9 | 478.3636
|  |  | 16 | 489.0455 | 16 | 489.0455
|  |  | 16.1 | 499.7273 | 16.1 | 499.7273
|  |  | 16.2 | 510.4091 | 16.2 | 510.4091
|  |  | 16.3 | 521.0909 | 16.3 | 521.0909
|  |  | 16.4 | 531.7727 | 16.4 | 531.7727
|  |  | 16.5 | 542.4545 | 16.5 | 542.4545
|  |  | 16.6 | 553.1364 | 16.6 | 553.1364
|  |  | 16.7 | 563.8182 | 16.7 | 563.8182
|  |  | 16.8 | 574.5 | 16.8 | 574.5
|  |  | 16.9 | 585.1818 | 16.9 | 585.1818
|  |  | 17 | 595.8636 | 17 | 595.8636
|  |  | 17.1 | 606.5455 | 17.1 | 606.5455
|  |  | 17.2 | 617.2273 | 17.2 | 617.2273
|  |  | 17.3 | 627.9091 | 17.3 | 627.9091
|  |  | 17.4 | 638.5909 | 17.4 | 638.5909
|  |  | 17.5 | 649.2727 | 17.5 | 649.2727
|  |  | 17.6 | 659.9545 | 17.6 | 659.9545
|  |  | 17.7 | 670.6364 | 17.7 | 670.6364
|  |  | 17.8 | 681.3182 | 17.8 | 681.3182
|  |  | 17.9 | 692 | 17.9 | 692
|  |  | 18 | 705.3182 | 18 | 705.3182
|  |  | 18.1 | 718.6364 | 18.1 | 718.6364
|  |  | 18.2 | 731.9545 | 18.2 | 731.9545
|  |  | 18.3 | 745.2727 | 18.3 | 745.2727
|  |  | 18.4 | 758.5909 | 18.4 | 758.5909
|  |  | 18.5 | 771.9091 | 18.5 | 771.9091
|  |  | 18.6 | 785.2273 | 18.6 | 785.2273
|  |  | 18.7 | 798.5455 | 18.7 | 798.5455
|  |  | 18.8 | 811.8636 | 18.8 | 811.8636
|  |  | 18.9 | 825.1818 | 18.9 | 825.1818
|  |  | 19 | 838.5 | 19 | 838.5
|  |  | 19.1 | 851.8182 | 19.1 | 851.8182
|  |  | 19.2 | 865.1364 | 19.2 | 865.1364
|  |  | 19.3 | 878.4545 | 19.3 | 878.4545
|  |  | 19.4 | 891.7727 | 19.4 | 891.7727
|  |  | 19.5 | 905.0909 | 19.5 | 905.0909
|  |  | 19.6 | 918.4091 | 19.6 | 918.4091
|  |  | 19.7 | 931.7273 | 19.7 | 931.7273
|  |  | 19.8 | 945.0455 | 19.8 | 945.0455
|  |  | 19.9 | 958.3636 | 19.9 | 958.3636
|  |  | 20 | 971.6818 | 20 | 971.6818
|  |  | 20.1 | 985 | 20.1 | 985
|  |  | 20.2 | 999.6087 | 20.2 | 999.6087
|  |  | 20.3 | 1014.2174 | 20.3 | 1014.2174
|  |  | 20.4 | 1028.8261 | 20.4 | 1028.8261
|  |  | 20.5 | 1043.4348 | 20.5 | 1043.4348
|  |  | 20.6 | 1058.0435 | 20.6 | 1058.0435
|  |  | 20.7 | 1072.6522 | 20.7 | 1072.6522
|  |  | 20.8 | 1087.2609 | 20.8 | 1087.2609
|  |  | 20.9 | 1101.8696 | 20.9 | 1101.8696
|  |  | 21 | 1116.4783 | 21 | 1116.4783
|  |  | 21.1 | 1131.087 | 21.1 | 1131.087
|  |  | 21.2 | 1145.6957 | 21.2 | 1145.6957
|  |  | 21.3 | 1160.3043 | 21.3 | 1160.3043
|  |  | 21.4 | 1174.913 | 21.4 | 1174.913
|  |  | 21.5 | 1189.5217 | 21.5 | 1189.5217
|  |  | 21.6 | 1204.1304 | 21.6 | 1204.1304
|  |  | 21.7 | 1218.7391 | 21.7 | 1218.7391
|  |  | 21.8 | 1233.3478 | 21.8 | 1233.3478
|  |  | 21.9 | 1247.9565 | 21.9 | 1247.9565
|  |  | 22 | 1262.5652 | 22 | 1262.5652
|  |  | 22.1 | 1277.1739 | 22.1 | 1277.1739
|  |  | 22.2 | 1291.7826 | 22.2 | 1291.7826
|  |  | 22.3 | 1306.3913 | 22.3 | 1306.3913
|  |  | 22.4 | 1321 | 22.4 | 1321
|  |  | 22.5 | 1335.4545 | 22.5 | 1335.4545
|  |  | 22.6 | 1349.9091 | 22.6 | 1349.9091
|  |  | 22.7 | 1364.3636 | 22.7 | 1364.3636
|  |  | 22.8 | 1378.8182 | 22.8 | 1378.8182
|  |  | 22.9 | 1393.2727 | 22.9 | 1393.2727
|  |  | 23 | 1407.7273 | 23 | 1407.7273
|  |  | 23.1 | 1422.1818 | 23.1 | 1422.1818
|  |  | 23.2 | 1436.6364 | 23.2 | 1436.6364
|  |  | 23.3 | 1451.0909 | 23.3 | 1451.0909
|  |  | 23.4 | 1465.5455 | 23.4 | 1465.5455
|  |  | 23.5 | 1480 | 23.5 | 1480
|  |  | 23.6 | 1494.4545 | 23.6 | 1494.4545
|  |  | 23.7 | 1508.9091 | 23.7 | 1508.9091
|  |  | 23.8 | 1523.3636 | 23.8 | 1523.3636
|  |  | 23.9 | 1537.8182 | 23.9 | 1537.8182
|  |  | 24 | 1552.2727 | 24 | 1552.2727
|  |  | 24.1 | 1566.7273 | 24.1 | 1566.7273
|  |  | 24.2 | 1581.1818 | 24.2 | 1581.1818
|  |  | 24.3 | 1595.6364 | 24.3 | 1595.6364
|  |  | 24.4 | 1610.0909 | 24.4 | 1610.0909
|  |  | 24.5 | 1624.5455 | 24.5 | 1624.5455
|  |  | 24.6 | 1639 | 24.6 | 1639
|  |  | 24.7 | 1648.5909 | 24.7 | 1648.5909
|  |  | 24.8 | 1658.1818 | 24.8 | 1658.1818
|  |  | 24.9 | 1667.7727 | 24.9 | 1667.7727
|  |  | 25 | 1677.3636 | 25 | 1677.3636
|  |  | 25.1 | 1686.9545 | 25.1 | 1686.9545
|  |  | 25.2 | 1696.5455 | 25.2 | 1696.5455
|  |  | 25.3 | 1706.1364 | 25.3 | 1706.1364
|  |  | 25.4 | 1715.7273 | 25.4 | 1715.7273
|  |  | 25.5 | 1725.3182 | 25.5 | 1725.3182
|  |  | 25.6 | 1734.9091 | 25.6 | 1734.9091
|  |  | 25.7 | 1744.5 | 25.7 | 1744.5
|  |  | 25.8 | 1754.0909 | 25.8 | 1754.0909
|  |  | 25.9 | 1763.6818 | 25.9 | 1763.6818
|  |  | 26 | 1773.2727 | 26 | 1773.2727
|  |  | 26.1 | 1782.8636 | 26.1 | 1782.8636
|  |  | 26.2 | 1792.4545 | 26.2 | 1792.4545
|  |  | 26.3 | 1802.0455 | 26.3 | 1802.0455
|  |  | 26.4 | 1811.6364 | 26.4 | 1811.6364
|  |  | 26.5 | 1821.2273 | 26.5 | 1821.2273
|  |  | 26.6 | 1830.8182 | 26.6 | 1830.8182
|  |  | 26.7 | 1840.4091 | 26.7 | 1840.4091
|  |  | 26.8 | 1850 | 26.8 | 1850
|  |  | 26.9 | 1854.5217 | 26.9 | 1854.5217
|  |  | 27 | 1859.0435 | 27 | 1859.0435
|  |  | 27.1 | 1863.5652 | 27.1 | 1863.5652
|  |  | 27.2 | 1868.087 | 27.2 | 1868.087
|  |  | 27.3 | 1872.6087 | 27.3 | 1872.6087
|  |  | 27.4 | 1877.1304 | 27.4 | 1877.1304
|  |  | 27.5 | 1881.6522 | 27.5 | 1881.6522
|  |  | 27.6 | 1886.1739 | 27.6 | 1886.1739
|  |  | 27.7 | 1890.6957 | 27.7 | 1890.6957
|  |  | 27.8 | 1895.2174 | 27.8 | 1895.2174
|  |  | 27.9 | 1899.7391 | 27.9 | 1899.7391
|  |  | 28 | 1904.2609 | 28 | 1904.2609
|  |  | 28.1 | 1908.7826 | 28.1 | 1908.7826
|  |  | 28.2 | 1913.3043 | 28.2 | 1913.3043
|  |  | 28.3 | 1917.8261 | 28.3 | 1917.8261
|  |  | 28.4 | 1922.3478 | 28.4 | 1922.3478
|  |  | 28.5 | 1926.8696 | 28.5 | 1926.8696
|  |  | 28.6 | 1931.3913 | 28.6 | 1931.3913
|  |  | 28.7 | 1935.913 | 28.7 | 1935.913
|  |  | 28.8 | 1940.4348 | 28.8 | 1940.4348
|  |  | 28.9 | 1944.9565 | 28.9 | 1944.9565
|  |  | 29 | 1949.4783 | 29 | 1949.4783
|  |  | 29.1 | 1954 | 29.1 | 1954
|  |  | 29.2 | 1955.9545 | 29.2 | 1955.9545
|  |  | 29.3 | 1957.9091 | 29.3 | 1957.9091
|  |  | 29.4 | 1959.8636 | 29.4 | 1959.8636
|  |  | 29.5 | 1961.8182 | 29.5 | 1961.8182
|  |  | 29.6 | 1963.7727 | 29.6 | 1963.7727
|  |  | 29.7 | 1965.7273 | 29.7 | 1965.7273
|  |  | 29.8 | 1967.6818 | 29.8 | 1967.6818
|  |  | 29.9 | 1969.6364 | 29.9 | 1969.6364
|  |  | 30 | 1971.5909 | 30 | 1971.5909
|  |  | 30.1 | 1973.5455 | 30.1 | 1973.5455
|  |  | 30.2 | 1975.5 | 30.2 | 1975.5
|  |  | 30.3 | 1977.4545 | 30.3 | 1977.4545
|  |  | 30.4 | 1979.4091 | 30.4 | 1979.4091
|  |  | 30.5 | 1981.3636 | 30.5 | 1981.3636
|  |  | 30.6 | 1983.3182 | 30.6 | 1983.3182
|  |  | 30.7 | 1985.2727 | 30.7 | 1985.2727
|  |  | 30.8 | 1987.2273 | 30.8 | 1987.2273
|  |  | 30.9 | 1989.1818 | 30.9 | 1989.1818
|  |  | 31 | 1991.1364 | 31 | 1991.1364
|  |  | 31.1 | 1993.0909 | 31.1 | 1993.0909
|  |  | 31.2 | 1995.0455 | 31.2 | 1995.0455
|  |  | 31.3 | 1997 | 31.3 | 1997
|  |  | 31.4 | 1997.1304 | 31.4 | 1997.1304
|  |  | 31.5 | 1997.2609 | 31.5 | 1997.2609
|  |  | 31.6 | 1997.3913 | 31.6 | 1997.3913
|  |  | 31.7 | 1997.5217 | 31.7 | 1997.5217
|  |  | 31.8 | 1997.6522 | 31.8 | 1997.6522
|  |  | 31.9 | 1997.7826 | 31.9 | 1997.7826
|  |  | 32 | 1997.913 | 32 | 1997.913
|  |  | 32.1 | 1998.0435 | 32.1 | 1998.0435
|  |  | 32.2 | 1998.1739 | 32.2 | 1998.1739
|  |  | 32.3 | 1998.3043 | 32.3 | 1998.3043
|  |  | 32.4 | 1998.4348 | 32.4 | 1998.4348
|  |  | 32.5 | 1998.5652 | 32.5 | 1998.5652
|  |  | 32.6 | 1998.6957 | 32.6 | 1998.6957
|  |  | 32.7 | 1998.8261 | 32.7 | 1998.8261
|  |  | 32.8 | 1998.9565 | 32.8 | 1998.9565
|  |  | 32.9 | 1999.087 | 32.9 | 1999.087
|  |  | 33 | 1999.2174 | 33 | 1999.2174
|  |  | 33.1 | 1999.3478 | 33.1 | 1999.3478
|  |  | 33.2 | 1999.4783 | 33.2 | 1999.4783
|  |  | 33.3 | 1999.6087 | 33.3 | 1999.6087
|  |  | 33.4 | 1999.7391 | 33.4 | 1999.7391
|  |  | 33.5 | 1999.8696 | 33.5 | 1999.8696
|  |  | 33.6 | 2000 | 33.6 | 2000
|  |  | 33.7 | 2000 | 33.7 | 2000
|  |  | 33.8 | 2000 | 33.8 | 2000
|  |  | 33.9 | 2000 | 33.9 | 2000
|  |  | 34 | 2000 | 34 | 2000
|  |  | 34.1 | 2000 | 34.1 | 2000
|  |  | 34.2 | 2000 | 34.2 | 2000
|  |  | 34.3 | 2000 | 34.3 | 2000
|  |  | 34.4 | 2000 | 34.4 | 2000
|  |  | 34.5 | 2000 | 34.5 | 2000
|  |  | 34.6 | 2000 | 34.6 | 2000
|  |  | 34.7 | 2000 | 34.7 | 2000
|  |  | 34.8 | 2000 | 34.8 | 2000
|  |  | 34.9 | 2000 | 34.9 | 2000
|  |  | 35 | 2000 | 35 | 2000
|  |  | 35.1 | 2000 | 35.1 | 2000
|  |  | 35.2 | 2000 | 35.2 | 2000
|  |  | 35.3 | 2000 | 35.3 | 2000
|  |  | 35.4 | 2000 | 35.4 | 2000
|  |  | 35.5 | 2000 | 35.5 | 2000
|  |  | 35.6 | 2000 | 35.6 | 2000
|  |  | 35.7 | 2000 | 35.7 | 2000
|  |  | 35.8 | 2000 | 35.8 | 2000
|  |  | 35.9 | 2000 | 35.9 | 2000
|  |  | 36 | 2000 | 36 | 2000
|  |  | 36.1 | 2000 | 36.1 | 2000
|  |  | 36.2 | 2000 | 36.2 | 2000
|  |  | 36.3 | 2000 | 36.3 | 2000
|  |  | 36.4 | 2000 | 36.4 | 2000
|  |  | 36.5 | 2000 | 36.5 | 2000
|  |  | 36.6 | 2000 | 36.6 | 2000
|  |  | 36.7 | 2000 | 36.7 | 2000
|  |  | 36.8 | 2000 | 36.8 | 2000
|  |  | 36.9 | 2000 | 36.9 | 2000
|  |  | 37 | 2000 | 37 | 2000
|  |  | 37.1 | 2000 | 37.1 | 2000
|  |  | 37.2 | 2000 | 37.2 | 2000
|  |  | 37.3 | 2000 | 37.3 | 2000
|  |  | 37.4 | 2000 | 37.4 | 2000
|  |  | 37.5 | 2000 | 37.5 | 2000
|  |  | 37.6 | 2000 | 37.6 | 2000
|  |  | 37.7 | 2000 | 37.7 | 2000
|  |  | 37.8 | 2000 | 37.8 | 2000
|  |  | 37.9 | 2000 | 37.9 | 2000
|  |  | 38 | 2000 | 38 | 2000
|  |  | 38.1 | 2000 | 38.1 | 2000
|  |  | 38.2 | 2000 | 38.2 | 2000
|  |  | 38.3 | 2000 | 38.3 | 2000
|  |  | 38.4 | 2000 | 38.4 | 2000
|  |  | 38.5 | 2000 | 38.5 | 2000
|  |  | 38.6 | 2000 | 38.6 | 2000
|  |  | 38.7 | 2000 | 38.7 | 2000
|  |  | 38.8 | 2000 | 38.8 | 2000
|  |  | 38.9 | 2000 | 38.9 | 2000
|  |  | 39 | 2000 | 39 | 2000
|  |  | 39.1 | 2000 | 39.1 | 2000
|  |  | 39.2 | 2000 | 39.2 | 2000
|  |  | 39.3 | 2000 | 39.3 | 2000
|  |  | 39.4 | 2000 | 39.4 | 2000
|  |  | 39.5 | 2000 | 39.5 | 2000
|  |  | 39.6 | 2000 | 39.6 | 2000
|  |  | 39.7 | 2000 | 39.7 | 2000
|  |  | 39.8 | 2000 | 39.8 | 2000
|  |  | 39.9 | 2000 | 39.9 | 2000
|  |  | 40 | 2000 | 40 | 2000
|  |  | 40.1 | 2000 | 40.1 | 2000
|  |  | 40.2 | 2000 | 40.2 | 2000
|  |  | 40.3 | 2000 | 40.3 | 2000
|  |  | 40.4 | 2000 | 40.4 | 2000
|  |  | 40.5 | 2000 | 40.5 | 2000
|  |  | 40.6 | 2000 | 40.6 | 2000
|  |  | 40.7 | 2000 | 40.7 | 2000
|  |  | 40.8 | 2000 | 40.8 | 2000
|  |  | 40.9 | 2000 | 40.9 | 2000
|  |  | 41 | 2000 | 41 | 2000
|  |  | 41.1 | 2000 | 41.1 | 2000
|  |  | 41.2 | 2000 | 41.2 | 2000
|  |  | 41.3 | 2000 | 41.3 | 2000
|  |  | 41.4 | 2000 | 41.4 | 2000
|  |  | 41.5 | 2000 | 41.5 | 2000
|  |  | 41.6 | 2000 | 41.6 | 2000
|  |  | 41.7 | 2000 | 41.7 | 2000
|  |  | 41.8 | 2000 | 41.8 | 2000
|  |  | 41.9 | 2000 | 41.9 | 2000
|  |  | 42 | 2000 | 42 | 2000
|  |  | 42.1 | 2000 | 42.1 | 2000
|  |  | 42.2 | 2000 | 42.2 | 2000
|  |  | 42.3 | 2000 | 42.3 | 2000
|  |  | 42.4 | 2000 | 42.4 | 2000
|  |  | 42.5 | 2000 | 42.5 | 2000
|  |  | 42.6 | 2000 | 42.6 | 2000
|  |  | 42.7 | 2000 | 42.7 | 2000
|  |  | 42.8 | 2000 | 42.8 | 2000
|  |  | 42.9 | 2000 | 42.9 | 2000
|  |  | 43 | 2000 | 43 | 2000
|  |  | 43.1 | 2000 | 43.1 | 2000
|  |  | 43.2 | 2000 | 43.2 | 2000
|  |  | 43.3 | 2000 | 43.3 | 2000
|  |  | 43.4 | 2000 | 43.4 | 2000
|  |  | 43.5 | 2000 | 43.5 | 2000
|  |  | 43.6 | 2000 | 43.6 | 2000
|  |  | 43.7 | 2000 | 43.7 | 2000
|  |  | 43.8 | 2000 | 43.8 | 2000
|  |  | 43.9 | 2000 | 43.9 | 2000
|  |  | 44 | 2000 | 44 | 2000
|  |  | 44.1 | 2000 | 44.1 | 2000
|  |  | 44.2 | 2000 | 44.2 | 2000
|  |  | 44.3 | 2000 | 44.3 | 2000
|  |  | 44.4 | 2000 | 44.4 | 2000
|  |  | 44.5 | 2000 | 44.5 | 2000
|  |  | 44.6 | 2000 | 44.6 | 2000
|  |  | 44.7 | 2000 | 44.7 | 2000
|  |  | 44.8 | 2000 | 44.8 | 2000
|  |  | 44.9 | 2000 | 44.9 | 2000
|  |  | 45 | 2000 | 45 | 2000
|  |  | 45.1 | 2000 | 45.1 | 2000
|  |  | 45.2 | 2000 | 45.2 | 2000
|  |  | 45.3 | 2000 | 45.3 | 2000
|  |  | 45.4 | 2000 | 45.4 | 2000
|  |  | 45.5 | 2000 | 45.5 | 2000
|  |  | 45.6 | 2000 | 45.6 | 2000
|  |  | 45.7 | 2000 | 45.7 | 2000
|  |  | 45.8 | 2000 | 45.8 | 2000
|  |  | 45.9 | 2000 | 45.9 | 2000
|  |  | 46 | 2000 | 46 | 2000
|  |  | 46.1 | 2000 | 46.1 | 2000
|  |  | 46.2 | 2000 | 46.2 | 2000
|  |  | 46.3 | 2000 | 46.3 | 2000
|  |  | 46.4 | 2000 | 46.4 | 2000
|  |  | 46.5 | 2000 | 46.5 | 2000
|  |  | 46.6 | 2000 | 46.6 | 2000
|  |  | 46.7 | 2000 | 46.7 | 2000
|  |  | 46.8 | 2000 | 46.8 | 2000
|  |  | 46.9 | 2000 | 46.9 | 2000
|  |  | 47 | 2000 | 47 | 2000
|  |  | 47.1 | 2000 | 47.1 | 2000
|  |  | 47.2 | 2000 | 47.2 | 2000
|  |  | 47.3 | 2000 | 47.3 | 2000
|  |  | 47.4 | 2000 | 47.4 | 2000
|  |  | 47.5 | 2000 | 47.5 | 2000
|  |  | 47.6 | 2000 | 47.6 | 2000
|  |  | 47.7 | 2000 | 47.7 | 2000
|  |  | 47.8 | 2000 | 47.8 | 2000
|  |  | 47.9 | 2000 | 47.9 | 2000
|  |  | 48 | 2000 | 48 | 2000
|  |  | 48.1 | 2000 | 48.1 | 2000
|  |  | 48.2 | 2000 | 48.2 | 2000
|  |  | 48.3 | 2000 | 48.3 | 2000
|  |  | 48.4 | 2000 | 48.4 | 2000
|  |  | 48.5 | 2000 | 48.5 | 2000
|  |  | 48.6 | 2000 | 48.6 | 2000
|  |  | 48.7 | 2000 | 48.7 | 2000
|  |  | 48.8 | 2000 | 48.8 | 2000
|  |  | 48.9 | 2000 | 48.9 | 2000
|  |  | 49 | 2000 | 49 | 2000
|  |  | 49.1 | 2000 | 49.1 | 2000
|  |  | 49.2 | 2000 | 49.2 | 2000
|  |  | 49.3 | 2000 | 49.3 | 2000
|  |  | 49.4 | 2000 | 49.4 | 2000
|  |  | 49.5 | 2000 | 49.5 | 2000
|  |  | 49.6 | 2000 | 49.6 | 2000
|  |  | 49.7 | 2000 | 49.7 | 2000
|  |  | 49.8 | 2000 | 49.8 | 2000
|  |  | 49.9 | 2000 | 49.9 | 2000
|  |  | 50 | 2000 | 50 | 2000
|  |  | 50.1 | 2000 | 50.1 | 2000
|  |  | 50.2 | 2000 | 50.2 | 2000
|  |  | 50.3 | 2000 | 50.3 | 2000
|  |  | 50.4 | 2000 | 50.4 | 2000
|  |  | 50.5 | 2000 | 50.5 | 2000
|  |  | 50.6 | 2000 | 50.6 | 2000
|  |  | 50.7 | 2000 | 50.7 | 2000
|  |  | 50.8 | 2000 | 50.8 | 2000
|  |  | 50.9 | 2000 | 50.9 | 2000
|  |  | 51 | 2000 | 51 | 2000
|  |  | 51.1 | 2000 | 51.1 | 2000
|  |  | 51.2 | 2000 | 51.2 | 2000
|  |  | 51.3 | 2000 | 51.3 | 2000
|  |  | 51.4 | 2000 | 51.4 | 2000
|  |  | 51.5 | 2000 | 51.5 | 2000
|  |  | 51.6 | 2000 | 51.6 | 2000
|  |  | 51.7 | 2000 | 51.7 | 2000
|  |  | 51.8 | 2000 | 51.8 | 2000
|  |  | 51.9 | 2000 | 51.9 | 2000
|  |  | 52 | 2000 | 52 | 2000
|  |  | 52.1 | 2000 | 52.1 | 2000
|  |  | 52.2 | 2000 | 52.2 | 2000
|  |  | 52.3 | 2000 | 52.3 | 2000
|  |  | 52.4 | 2000 | 52.4 | 2000
|  |  | 52.5 | 2000 | 52.5 | 2000
|  |  | 52.6 | 2000 | 52.6 | 2000
|  |  | 52.7 | 2000 | 52.7 | 2000
|  |  | 52.8 | 2000 | 52.8 | 2000
|  |  | 52.9 | 2000 | 52.9 | 2000
|  |  | 53 | 2000 | 53 | 2000
|  |  | 53.1 | 2000 | 53.1 | 2000
|  |  | 53.2 | 2000 | 53.2 | 2000
|  |  | 53.3 | 2000 | 53.3 | 2000
|  |  | 53.4 | 2000 | 53.4 | 2000
|  |  | 53.5 | 2000 | 53.5 | 2000
|  |  | 53.6 | 2000 | 53.6 | 2000
|  |  | 53.7 | 2000 | 53.7 | 2000
|  |  | 53.8 | 2000 | 53.8 | 2000
|  |  | 53.9 | 2000 | 53.9 | 2000
|  |  | 54 | 2000 | 54 | 2000
|  |  | 54.1 | 2000 | 54.1 | 2000
|  |  | 54.2 | 2000 | 54.2 | 2000
|  |  | 54.3 | 2000 | 54.3 | 2000
|  |  | 54.4 | 2000 | 54.4 | 2000
|  |  | 54.5 | 2000 | 54.5 | 2000
|  |  | 54.6 | 2000 | 54.6 | 2000
|  |  | 54.7 | 2000 | 54.7 | 2000
|  |  | 54.8 | 2000 | 54.8 | 2000
|  |  | 54.9 | 2000 | 54.9 | 2000
|  |  | 55 | 2000 | 55 | 2000
|  |  | 55.1 | 2000 | 55.1 | 2000
|  |  | 55.2 | 2000 | 55.2 | 2000
|  |  | 55.3 | 2000 | 55.3 | 2000
|  |  | 55.4 | 2000 | 55.4 | 2000
|  |  | 55.5 | 2000 | 55.5 | 2000
|  |  | 55.6 | 2000 | 55.6 | 2000
|  |  | 55.7 | 2000 | 55.7 | 2000
|  |  | 55.8 | 2000 | 55.8 | 2000
|  |  | 55.9 | 2000 | 55.9 | 2000
|  |  | 56 | 1913.0435 | 56 | 1913.0435
|  |  | 56.1 | 1826.087 | 56.1 | 1826.087
|  |  | 56.2 | 1739.1304 | 56.2 | 1739.1304
|  |  | 56.3 | 1652.1739 | 56.3 | 1652.1739
|  |  | 56.4 | 1565.2174 | 56.4 | 1565.2174
|  |  | 56.5 | 1478.2609 | 56.5 | 1478.2609
|  |  | 56.6 | 1391.3043 | 56.6 | 1391.3043
|  |  | 56.7 | 1304.3478 | 56.7 | 1304.3478
|  |  | 56.8 | 1217.3913 | 56.8 | 1217.3913
|  |  | 56.9 | 1130.4348 | 56.9 | 1130.4348
|  |  | 57 | 1043.4783 | 57 | 1043.4783
|  |  | 57.1 | 956.5217 | 57.1 | 956.5217
|  |  | 57.2 | 869.5652 | 57.2 | 869.5652
|  |  | 57.3 | 782.6087 | 57.3 | 782.6087
|  |  | 57.4 | 695.6522 | 57.4 | 695.6522
|  |  | 57.5 | 608.6957 | 57.5 | 608.6957
|  |  | 57.6 | 521.7391 | 57.6 | 521.7391
|  |  | 57.7 | 434.7826 | 57.7 | 434.7826
|  |  | 57.8 | 347.8261 | 57.8 | 347.8261
|  |  | 57.9 | 260.8696 | 57.9 | 260.8696
|  |  | 58 | 173.913 | 58 | 173.913
|  |  | 58.1 | 86.9565 | 58.1 | 86.9565
|  |  | 58.2 | 0 | 58.2 | 0
|  |  | 58.3 | 0 | 58.3 | 0
|  |  | 58.4 | 0 | 58.4 | 0
|  |  | 58.5 | 0 | 58.5 | 0
|  |  | 58.6 | 0 | 58.6 | 0
|  |  | 58.7 | 0 | 58.7 | 0
|  |  | 58.8 | 0 | 58.8 | 0
|  |  | 58.9 | 0 | 58.9 | 0
|  |  | 59 | 0 | 59 | 0
|  |  | 59.1 | 0 | 59.1 | 0
|  |  | 59.2 | 0 | 59.2 | 0
|  |  | 59.3 | 0 | 59.3 | 0
|  |  | 59.4 | 0 | 59.4 | 0
|  |  | 59.5 | 0 | 59.5 | 0
|  |  | 59.6 | 0 | 59.6 | 0
|  |  | 59.7 | 0 | 59.7 | 0
|  |  | 59.8 | 0 | 59.8 | 0
|  |  | 59.9 | 0 | 59.9 | 0
|  |  | 60 | 0 | 60 | 0
|  |  | 60.1 | 0 | 60.1 | 0
|  |  | 60.2 | 0 | 60.2 | 0
|  |  | 60.3 | 0 | 60.3 | 0
|  |  | 60.4 | 0 | 60.4 | 0
|  |  | 60.5 | 0 | 60.5 | 0
|  |  | 60.6 | 0 | 60.6 | 0
|  |  | 60.7 | 0 | 60.7 | 0
|  |  | 60.8 | 0 | 60.8 | 0
|  |  | 60.9 | 0 | 60.9 | 0
|  |  | 61 | 0 | 61 | 0
|  |  | 61.1 | 0 | 61.1 | 0
|  |  | 61.2 | 0 | 61.2 | 0
|  |  | 61.3 | 0 | 61.3 | 0
|  |  | 61.4 | 0 | 61.4 | 0
|  |  | 61.5 | 0 | 61.5 | 0
|  |  | 61.6 | 0 | 61.6 | 0
|  |  | 61.7 | 0 | 61.7 | 0
|  |  | 61.8 | 0 | 61.8 | 0
|  |  | 61.9 | 0 | 61.9 | 0
|  |  | 62 | 0 | 62 | 0
|  |  | 62.1 | 0 | 62.1 | 0
|  |  | 62.2 | 0 | 62.2 | 0
|  |  | 62.3 | 0 | 62.3 | 0
|  |  | 62.4 | 0 | 62.4 | 0
|  |  | 62.5 | 0 | 62.5 | 0
|  |  | 62.6 | 0 | 62.6 | 0
|  |  | 62.7 | 0 | 62.7 | 0
|  |  | 62.8 | 0 | 62.8 | 0
|  |  | 62.9 | 0 | 62.9 | 0
|  |  | 63 | 0 | 63 | 0
|  |  | 63.1 | 0 | 63.1 | 0
|  |  | 63.2 | 0 | 63.2 | 0
|  |  | 63.3 | 0 | 63.3 | 0
|  |  | 63.4 | 0 | 63.4 | 0
|  |  | 63.5 | 0 | 63.5 | 0
|  |  | 63.6 | 0 | 63.6 | 0
|  |  | 63.7 | 0 | 63.7 | 0
|  |  | 63.8 | 0 | 63.8 | 0
|  |  | 63.9 | 0 | 63.9 | 0
|  |  | 64 | 0 | 64 | 0
|  |  | 64.1 | 0 | 64.1 | 0
|  |  | 64.2 | 0 | 64.2 | 0
|  |  | 64.3 | 0 | 64.3 | 0
|  |  | 64.4 | 0 | 64.4 | 0
|  |  | 64.5 | 0 | 64.5 | 0
|  |  | 64.6 | 0 | 64.6 | 0
|  |  | 64.7 | 0 | 64.7 | 0
|  |  | 64.8 | 0 | 64.8 | 0
|  |  | 64.9 | 0 | 64.9 | 0
|  |  | 65 | 0 | 65 | 0
|  |  | 65.1 | 0 | 65.1 | 0
|  |  | 65.2 | 0 | 65.2 | 0
|  |  | 65.3 | 0 | 65.3 | 0
|  |  | 65.4 | 0 | 65.4 | 0
|  |  | 65.5 | 0 | 65.5 | 0
|  |  | 65.6 | 0 | 65.6 | 0
|  |  | 65.7 | 0 | 65.7 | 0
|  |  | 65.8 | 0 | 65.8 | 0
|  |  | 65.9 | 0 | 65.9 | 0
|  |  | 66 | 0 | 66 | 0
|  |  | 66.1 | 0 | 66.1 | 0
|  |  | 66.2 | 0 | 66.2 | 0
|  |  | 66.3 | 0 | 66.3 | 0
|  |  | 66.4 | 0 | 66.4 | 0
|  |  | 66.5 | 0 | 66.5 | 0
|  |  | 66.6 | 0 | 66.6 | 0
|  |  | 66.7 | 0 | 66.7 | 0
|  |  | 66.8 | 0 | 66.8 | 0
|  |  | 66.9 | 0 | 66.9 | 0
|  |  | 67 | 0 | 67 | 0
|  |  | 67.1 | 0 | 67.1 | 0