## Cover Sheet
Slice Cost Shift Study
'02 Rate Case
2000-02-14
The Slice Cost Shift Study analyzes the changes in BPA's net revenues between two study cases: a Slice case and a non-Slice case. In the Slice case, 15% of the output of the system (firm and secondary) was assumed to be sold as Slice. The non-Slice case assumes the same load where firm power is sold at the PF rate. Assumptions used in this study are consistent with the 2002 power rate case. The table in the "results" tab shows the total effect of the revenue impacts over the 50 year period of the study. Chart 1 and Chart 2 show the change in Slice load from net requirements loads including market price under two extreme water conditions for HLH and LLH respectively. Chart 3 shows the net financial impact to BPA resulting from the sale of Slice. To print out the entire study results; from the menu bar select "View", "Report Manager" choose "Total Study" then click on " Print".

## Effect on Loads
Change in BPA's Power Deliveries under 4% Slice (aMWs)
1 | Heavy Load Hours (HLH) | Aug I | Aug II | Sep | Oct | Nov | Dec | Jan | Feb | Mar | Apr I | Apr II | May | Jun | Jul
2 | Non-Slice Load | 251.8199 | 251.8199 | 265.0915 | 288.7865 | 293.5246 | 326.1599 | 306.6623 | 311.199 | 278.69 | 285.2208 | 285.2208 | 264.2061 | 249.4558 | 266.3305
3 | '1937 Water' Slice Load | 342.5403 | 307.0773 | 310.214 | 326.9292 | 310.7713 | 371.5859 | 298.1482 | 312.6229 | 259.381 | 262.3493 | 223.2215 | 356.3476 | 340.8511 | 354.9213
4 | '1960 Water' Slice Load | 457.8419 | 397.9407 | 464.9229 | 519.2515 | 434.6152 | 475.9769 | 587.12 | 447.0066 | 455.946 | 622.2904 | 467.5107 | 419.1815 | 491.8625 | 448.296
5 | 50 Yr Ave Slice Load | 408.3431 | 351.3718 | 330.6922 | 371.6412 | 323.559 | 413.0819 | 498.7685 | 484.3799 | 418.1529 | 453.9021 | 413.7965 | 452.9383 | 501.1547 | 438.251
6 | Slice (1937) - Non-Slice Load | 90.7204 | 55.2574 | 45.1224 | 38.1427 | 17.2467 | 45.4259 | -8.5142 | 1.4239 | -19.309 | -22.8715 | -61.9993 | 92.1415 | 91.3953 | 88.5908
7 | Slice (1960) - Non-Slice Load | 206.022 | 146.1208 | 199.8314 | 230.4651 | 141.0906 | 149.8169 | 280.4576 | 135.8076 | 177.256 | 337.0696 | 182.2899 | 154.9754 | 242.4067 | 181.9655
8 | Slice (50 Yr Ave) - Non-Slice Load | 156.5232 | 99.552 | 65.6007 | 82.8548 | 30.0344 | 86.922 | 192.1062 | 173.1809 | 139.4629 | 168.6813 | 128.5757 | 188.7322 | 251.699 | 171.9204
9
10 | Light Load Hours (LLH)
11 | Load Forecast | 252.4878 | 252.4878 | 252.0853 | 265.2269 | 290.8611 | 287.463 | 295.0675 | 300.468 | 279.4292 | 258.174 | 258.174 | 264.9069 | 247.1921 | 234.732
12 | '1937 Water' Slice Load | 236.8563 | 220.557 | 202.2235 | 209.7254 | 211.5839 | 228.453 | 209.2673 | 231.3514 | 206.3369 | 224.9113 | 177.5465 | 241.267 | 238.9367 | 245.8141
13 | '1960 Water' Slice Load | 314.3056 | 264.6537 | 278.5187 | 336.3855 | 283.8064 | 283.0304 | 451.011 | 288.2316 | 281.2253 | 539.5933 | 353.4084 | 264.917 | 320.8425 | 295.8795
14 | Slice 50 Yr Ave | 278.7748 | 247.7242 | 215.3297 | 237.0825 | 220.5399 | 255.6809 | 357.3726 | 340.8593 | 282.9233 | 351.4613 | 299.7608 | 344.3826 | 367.3988 | 316.4383
15 | Slice (1937) - Non-Slice Load | -15.6316 | -31.9309 | -49.8617 | -55.5015 | -79.2771 | -59.01 | -85.8002 | -69.1166 | -73.0923 | -33.2627 | -80.6275 | -23.6399 | -8.2554 | 11.0821
16 | Slice (1960) - Non-Slice Load | 61.8178 | 12.1659 | 26.4335 | 71.1586 | -7.0547 | -4.4326 | 155.9435 | -12.2364 | 1.796 | 281.4193 | 95.2344 | 0.010047 | 73.6503 | 61.1475
17 | Slice (50 Yr Ave) - Load | 26.287 | -4.7636 | -36.7555 | -28.1444 | -70.3211 | -31.7821 | 62.3051 | 40.3913 | 3.494 | 93.2873 | 41.5868 | 79.4757 | 120.2067 | 81.7063
18
19 | Look-up Index | 2 | 3 | 4 | 5 | 6 | 7 | 8 | 9 | 10 | 11 | 12 | 13 | 14 | 15
20
21 | Identify Water Year | bar: 2
22 | with Max Benefit | 2: 1937
23 | with Max Cost | 2: 1960
24
25
26
27 | Database Criteria
28 |  | 3: Total; 5: Identify years with max and min impacts
29 | Max Value | 3: 17.7192; 7: Year; 8: Benefit (Cost)
30 |  | 3: Total; 6: Max; 7: 1937; 8: 17.7192
31 | Min Value | 3: -13.8449; 6: Min; 7: 1960; 8: -13.8449

## Cost Shift Breakdown
Cost Shift Breakdown for 4% Slice ($Million)
All results are expressed on an annual average basis
1 | Rate Case Results
2 | Secondary Revenues | 515.6
3 | Balancing Purchases | -75.4
4 | Net (#2 + #3) | 440.2
5 | Cost Shift Results
6 | Slice % | 3.846%
7 | Linear Effect (#4 x #6) | -16.9
8 | Variable Impact | -20.9754
9 | non-Linear cost shift (#8 - #7) | -4.0754 | -4.0754
10
11 | Linear Effect (#4 x #6) | 16.9
12 | Fixed Impact | 20.3
13 | Revenue cost shift (#12 - #11) | 3.4 | 3.4
14 | 50 Yr Ave Cost Shift (#9 + #13) |  | -0.67536

## Sensitivity to %
Sensitivity Analysis
Change in BPA's annual Net Revenues expressed in
Slice % | % Slice Revenues | $ millions
1% | 0.3765% | 0.069184
2% | 0.3765% | 0.13837
3% | 0.3765% | 0.20755
4% | 0.3765% | 0.27674
5% | 0.3765% | 0.34592
6% | 0.3765% | 0.4151
7% | 0.3765% | 0.48429
8% | 0.3765% | 0.55347
9% | 0.3765% | 0.62265
10% | 0.3765% | 0.69184
11% | 0.3765% | 0.76102
12% | 0.3765% | 0.83021
13% | 0.3765% | 0.89939
14% | 0.3765% | 0.96857
15% | 0.3765% | 1.0378
16% | 0.3765% | 1.1069
17% | 0.3765% | 1.1761
18% | 0.3765% | 1.2453
19% | 0.3765% | 1.3145
20% | 0.3765% | 1.3837
21% | 0.3765% | 1.4529
22% | 0.3765% | 1.522
23% | 0.3765% | 1.5912
24% | 0.3765% | 1.6604
25% | 0.3765% | 1.7296
26% | 0.3765% | 1.7988
27% | 0.3765% | 1.868
28% | 0.3765% | 1.9371
29% | 0.3765% | 2.0063
30% | 0.3765% | 2.0755
31% | 0.3765% | 2.1447
32% | 0.3765% | 2.2139
33% | 0.3765% | 2.2831
34% | 0.3765% | 2.3523
35% | 0.3765% | 2.4214
36% | 0.3765% | 2.4906
37% | 0.3765% | 2.5598
38% | 0.3765% | 2.629
39% | 0.3765% | 2.6982
40% | 0.3765% | 2.7674
41% | 0.3765% | 2.8365
42% | 0.3765% | 2.9057
43% | 0.3765% | 2.9749
44% | 0.3765% | 3.0441
45% | 0.3765% | 3.1133
46% | 0.3765% | 3.1825
47% | 0.3765% | 3.2516
48% | 0.3765% | 3.3208
49% | 0.3765% | 3.39
50% | 0.3765% | 3.4592
51% | 0.3765% | 3.5284
52% | 0.3765% | 3.5976
53% | 0.3765% | 3.6667
54% | 0.3765% | 3.7359
55% | 0.3765% | 3.8051
56% | 0.3765% | 3.8743
57% | 0.3765% | 3.9435
58% | 0.3765% | 4.0127
59% | 0.3765% | 4.0818
60% | 0.3765% | 4.151
61% | 0.3765% | 4.2202
62% | 0.3765% | 4.2894
63% | 0.3765% | 4.3586
64% | 0.3765% | 4.4278
65% | 0.3765% | 4.497
66% | 0.3765% | 4.5661
67% | 0.3765% | 4.6353
68% | 0.3765% | 4.7045
69% | 0.3765% | 4.7737
70% | 0.3765% | 4.8429
71% | 0.3765% | 4.9121
72% | 0.3765% | 4.9812
73% | 0.3765% | 5.0504
74% | 0.3765% | 5.1196
75% | 0.3765% | 5.1888
76% | 0.3765% | 5.258
77% | 0.3765% | 5.3272
78% | 0.3765% | 5.3963
79% | 0.3765% | 5.4655
80% | 0.3765% | 5.5347
81% | 0.3765% | 5.6039
82% | 0.3765% | 5.6731
83% | 0.3765% | 5.7423
84% | 0.3765% | 5.8114
85% | 0.3765% | 5.8806
86% | 0.3765% | 5.9498
87% | 0.3765% | 6.019
88% | 0.3765% | 6.0882
89% | 0.3765% | 6.1574
90% | 0.3765% | 6.2265
91% | 0.3765% | 6.2957
92% | 0.3765% | 6.3649
93% | 0.3765% | 6.4341
94% | 0.3765% | 6.5033
95% | 0.3765% | 6.5725
96% | 0.3765% | 6.6417
97% | 0.3765% | 6.7108
98% | 0.3765% | 6.78
99% | 0.3765% | 6.8492
100% | 0.3765% | 6.9184

## Results
Assumptions for the Slice Evaluation | [8 empty] | Load Scenario Numbers
Version Number: | 2 | Annual financial impact ($20 million fixed + variable impact based on water year) | [6 empty] | 1 | Case 1
Last Updated: | 2000-02-14 | Slice operation mimics Federal operations (operation is already optimized to maximize economic benefit) | [6 empty] | 2 | Case 2
Updated By: | Philip Mesa (503) 230-7390 | Non-Slice case load shaped to BPA's Aggregate PF load, Slice percentage is 4% | [6 empty] | 3 | Case 3
% Slice Sold: | 3.846% | [7 empty] | 4 | Case 4
[9 empty] | 5 | Case 5
[9 empty] | 6 | Case 6
Slice Results over 50 Water Conditions
|  |  | (This uses BPA rate case market price forecasts) |  |  | 50 Yr Average | Max Value | Min Value
|  |  | 1 Non-Slice case Load (ave MWs) |  |  | 276.3071 | 276.3071 | 276.3071
|  |  | 2 Annual Slice Delivery |  |  | 365.9437 | 456.9538 | 276.3071
|  |  | 3 Maximum Slice Demand |  |  | 501.1547 | 683.7163 | 223.2215
|  |  | 4 Maximum Non-Slice Demand |  |  | 326.1599 | 326.1599 | 326.1599
Change in Net Revenues in $M
|  |  | 5 |  | Fixed | 20.3 | 20.3 | 20.3
|  |  | 6 |  | Variable | -20.9754 | -2.5808 | -34.1449
|  |  | 7 |  | Total | -0.67536 | 17.7192 | -13.8449
|  |  | 8 Percent of total Slice revenues |  |  | -0.9573% | 27% | -21.1%
Key Assumptions
|  |  | Loads & Operation: | Non-Slice case load shaped to BPA's Aggregate PF load, Slice percentage is 4%
|  |  | Impacts Included: | Annual financial impact ($20 million fixed + variable impact based on water year)
|  |  | Crit. Inventory: | 7184 aMWs
|  |  | Updated: | 02/14/2000 by Philip Mesa (503) 230-7390
Note on B3: Mesa, Philip A.: 1/10/2000 - Corrected error in calculation of annual total MW-Hrs of HLH Tot Gen. 2/14/2000 - Corrected error by subtracting out system obligations. Added logic to subtract out losses from generation. Updated inputs for Rate Case changes. 2/15/2000 - Updated inputs from Rate Case (Net Cost of Inventory Solution)

## Fixed Revenues
Direct Annual Revenue Impacts (revenues from Slice minus decreased Subscription sales)
1 | Assumptions:
2 | Load Variance Charge /1 | 44789000
3
4 | Total Operating Expense /2 | 1750466600
5 | Revenue Credits /3 | 229449800
6 | Net Cost of Inventory Solution /4 | 185199200
7 | BPA Revenue Requirement (Slice) /5 | 1706216000
8
9 | Decreased Subscription Sale
10 | Effective Demand Charge | 2.0027 | per KW-Mo
11 | Effective PF Rate (Energy) | 17.2273 | mills
12 | Total Annual PF Load | 2420450.4 | MW-Hrs
13 | Annual Demand | 3389254.9987 | KW-Mo
14 | PF Revenue - HLH | 27586437.2093
15 | PF Revenue - LLH | 14111327.6364
16 | Demand Revenue | 6787751.191
17 | Share of Load Variance charge /1 | 1722728.9114
18 | Total Subscription Revenues Lost | 50208244.9481
19
20 | Increased Revenues from Slice
21 | Slice Percentage |  | 3.846%
22 | Revenue received from Slice /6 |  | 65626551.882
23 | Additional Net Revenue Adjustment /7 |  | 4923291.4478
24 | Subtotal |  | 70549843.3297
25
26 | Net Gain (Loss) of Fixed Revenues /8 |  | 20341598.3817
27 | NOTES (line numbers refer to Slice Product Costing Table)
28 | /1 Load variance charge from rate case - included as % Slice chosen in model
29 | /2 Total PBL Revenue Requirement (line 42)
30 | /3 Revenue Credits (line 57)
31 | /4 Net Cost of Inventory Solution (line 68)
32 | /5 Total Operating Expense less Revenue Credits plus Net Cost of Inventory Solution
33 | /6 PBL Slice Revenue Requirement times the Slice percentage chosen in the model
34 | /7 Additional Net Revenue Adjustment is assumed equivalent to planned net revenues for risk
35 | /8 Revenue received from Slice plus Projected True-up less Total Subscription Revenues Lost
36
37
38 | Calculation of credit for PNRR & CRAC
39 | Annual PNRR with no CRAC | 128000000
40 | PNRR Used | 100%
41 | PNRR Credited | 128000000
Note on C3: Mesa, Philip A.: Data comes from "SUBSCRIPTION REVENUE CHECK" and is the 5 year average Load Variance revenues
Note on C5: Mesa, Philip A.: Data comes from "SLICE COSTS" and is the 5 year average total PBL Revenue Requirement.
Note on C6: Mesa, Philip A.: Data comes from "SLICE COSTS" and is the 5 year average total Revenue Credits.
Note on C7: Mesa, Philip A.: Data comes from "SLICE COSTS" and is the 5 year average Net Cost of Inventory Solution.

## TDA Historical Volumes
TDA Historical Volumes (MAF)
Water Year | Sep | Oct | Nov | Dec | Jan | Feb | Mar | Sep-Mar
1929 | 5.26 | 4.984 | 4.388 | 3.867 | 3.463 | 3.089 | 5.283 | 30.334 | 1 | 24.673
1930 | 4.616 | 3.719 | 2.982 | 3.779 | 2.523 | 5.015 | 4.701 | 27.335 | 2 | 27.335
1931 | 5.212 | 4.175 | 3.41 | 3.156 | 3.311 | 3.297 | 5.079 | 27.64 | 3 | 27.64
1932 | 5.125 | 4.015 | 3.827 | 3.523 | 3.625 | 3.627 | 10.099 | 33.841 | 4 | 29.067
1933 | 5.587 | 4.733 | 5.943 | 5.59 | 5.222 | 3.569 | 5.79 | 36.434 | 5 | 29.917
1934 | 6.693 | 6.878 | 8.561 | 12.854 | 12.072 | 7.825 | 10.521 | 65.404 | 6 | 30.334
1935 | 5.051 | 4.569 | 6.36 | 5.221 | 5.235 | 5.555 | 5.966 | 37.957 | 7 | 32.383
1936 | 5.648 | 4.234 | 3.542 | 3.296 | 3.791 | 2.855 | 5.701 | 29.067 | 8 | 32.554
1937 | 5.035 | 3.843 | 3.073 | 3.179 | 2.408 | 2.841 | 4.294 | 24.673 | 9 | 33.031
1938 | 5.251 | 4.715 | 5.273 | 5.712 | 5.677 | 4.608 | 8.441 | 39.677 | 10 | 33.41
1939 | 5.821 | 5.09 | 4.232 | 4.138 | 4.283 | 3.287 | 6.559 | 33.41 | 11 | 33.841
1940 | 5.105 | 4.754 | 4.508 | 4.908 | 3.987 | 4.899 | 8.842 | 37.003 | 12 | 34.385
1941 | 5.968 | 5.886 | 4.799 | 4.822 | 4.556 | 4.189 | 6.575 | 36.795 | 13 | 36.434
1942 | 6.942 | 7.596 | 6.724 | 9.427 | 5.618 | 5.382 | 5.604 | 47.293 | 14 | 36.795
1943 | 5.48 | 4.554 | 4.831 | 5.787 | 5.963 | 6.133 | 8.165 | 40.913 | 15 | 36.932
1944 | 5.372 | 4.849 | 4.267 | 4.345 | 3.561 | 3.429 | 4.094 | 29.917 | 16 | 36.965
1945 | 5.253 | 4.761 | 4.289 | 3.495 | 4.551 | 4.784 | 5.25 | 32.383 | 17 | 37.003
1946 | 5.048 | 4.377 | 5.004 | 5.45 | 6.183 | 4.401 | 8.361 | 38.824 | 18 | 37.957
1947 | 6.153 | 5.377 | 5.384 | 8.948 | 5.73 | 6.621 | 8.187 | 46.4 | 19 | 38.118
1948 | 5.872 | 8.196 | 7.334 | 6.452 | 6.819 | 5.559 | 6.121 | 46.353 | 20 | 38.216
1949 | 6.616 | 5.736 | 5.006 | 4.198 | 3.674 | 5.542 | 9.498 | 40.27 | 21 | 38.824
1950 | 5.109 | 4.605 | 5.513 | 5.756 | 4.789 | 6.324 | 10.118 | 42.214 | 22 | 38.859
1951 | 6.295 | 6.714 | 8.228 | 9.28 | 8.264 | 10.531 | 8.693 | 58.005 | 23 | 38.859
1952 | 6.277 | 7.569 | 6.043 | 6.383 | 5.422 | 6.159 | 6.889 | 44.742 | 24 | 39.677
1953 | 5.046 | 4.197 | 3.532 | 3.765 | 7.166 | 7.09 | 6.169 | 36.965 | 25 | 39.918
1954 | 5.777 | 5.529 | 5.324 | 5.609 | 5.299 | 6.441 | 6.847 | 40.826 | 26 | 40.27
1955 | 8.348 | 5.88 | 6.649 | 5.371 | 4.493 | 4.011 | 4.107 | 38.859 | 27 | 40.48
1956 | 5.784 | 6.359 | 7.297 | 9.484 | 8.716 | 5.567 | 9.644 | 52.851 | 28 | 40.826
1957 | 6.135 | 5.871 | 5.223 | 6.469 | 4.228 | 5.302 | 8.94 | 42.168 | 29 | 40.913
1958 | 5.122 | 5.041 | 4.41 | 5.055 | 5.012 | 7.853 | 7.425 | 39.918 | 30 | 41.38
1959 | 5.333 | 5.75 | 6.442 | 7.636 | 8.571 | 5.986 | 7.119 | 46.837 | 31 | 42.168
1960 | 8.96 | 10.193 | 8.973 | 7.754 | 5.023 | 5.715 | 8.44 | 55.058 | 32 | 42.214
1961 | 5.758 | 5.238 | 5.364 | 4.328 | 4.387 | 8.671 | 8.659 | 42.405 | 33 | 42.405
1962 | 4.791 | 5.33 | 4.215 | 4.303 | 4.41 | 5.537 | 5.799 | 34.385 | 34 | 44.742
1963 | 5.317 | 6.271 | 6.503 | 7.389 | 5.168 | 8.911 | 7.026 | 46.585 | 35 | 45.059
1964 | 6.062 | 4.726 | 4.666 | 4.339 | 4.173 | 3.746 | 4.842 | 32.554 | 36 | 46.353
1965 | 6.415 | 6.704 | 5.598 | 10.211 | 9.271 | 9.432 | 8.738 | 56.369 | 37 | 46.4
1966 | 6.346 | 5.862 | 5.764 | 5.186 | 5.053 | 4.063 | 6.585 | 38.859 | 38 | 46.585
1967 | 5.244 | 4.53 | 4.617 | 5.764 | 6.115 | 5.693 | 6.155 | 38.118 | 39 | 46.837
1968 | 5.745 | 5.637 | 5.714 | 5.459 | 5.659 | 8.068 | 8.777 | 45.059 | 40 | 47.153
1969 | 7.594 | 6.811 | 7.029 | 6.212 | 7.842 | 5.887 | 7.931 | 49.306 | 41 | 47.293
1970 | 5.295 | 5.669 | 4.66 | 4.381 | 7.168 | 6.607 | 6.7 | 40.48 | 42 | 49.306
1971 | 4.992 | 4.773 | 4.838 | 5.376 | 8.647 | 9.872 | 8.655 | 47.153 | 43 | 52.851
1972 | 5.874 | 5.368 | 5.312 | 5.115 | 6.5 | 7.532 | 19.487 | 55.188 | 44 | 53.43
1973 | 5.902 | 5.56 | 4.966 | 5.623 | 5.996 | 4.136 | 6.033 | 38.216 | 45 | 55.058
1974 | 4.455 | 4.874 | 7.216 | 9.081 | 13.694 | 8.573 | 10.558 | 58.451 | 46 | 55.188
1975 | 5.81 | 4.427 | 4.621 | 4.722 | 5.287 | 4.934 | 7.131 | 36.932 | 47 | 56.369
1976 | 6.048 | 6.237 | 7.481 | 11.518 | 8.274 | 6.332 | 7.54 | 53.43 | 48 | 58.005
1977 | 8.675 | 5.005 | 4.489 | 4.11 | 3.719 | 3.397 | 3.636 | 33.031 | 49 | 58.451
1978 | 4.676 | 3.821 | 4.302 | 8.51 | 5.558 | 5.404 | 9.109 | 41.38 | 50 | 65.404
41.3653

## Change in Rev
Change in BPA's Net Revenues from HLH & LLH Slice power deliveries
Water Year | Aug I | Aug II | Sep | Oct | Nov | Dec | Jan | Feb | Mar | Apr I | Apr II | May | Jun | Jul | Total |  | Aug I | Aug II | Sep | Oct | Nov | Dec | Jan | Feb | Mar | Apr I | Apr II | May | Jun | Jul | Rank | Year | Dollars
1929 | -2.3387 | -0.74491 | -0.31947 | -0.6514 | 1.1309 | -0.181 | 1.6499 | -0.0040973 | 0.36853 | 0.19852 | -0.080765 | -0.058953 | -2.8371 | -2.1587 | 14.3143 |  | 1.4911 | 1.3885 | 0.01282 | -1.0309 | -3.8569 | -5.3711 | -8.7161 | -10.4071 | -12.4708 | -13.5168 | -14.2837 | -15.9198 | -14.7779 | -14.3143 | 1 | 1960 | 13.8449 | 6.5634 | 30
1930 | -0.89064 | -0.64549 | -0.37871 | -0.14795 | 0.29147 | -0.40609 | 1.6151 | 0.5366 | 0.63958 | -0.23496 | -1.2094 | 0.49439 | -1.242 | -2.5416 | 16.2219 |  | 0.043076 | -0.159 | -1.4754 | -3.0226 | -5.0092 | -6.2983 | -9.6084 | -11.8402 | -14.1749 | -14.7875 | -14.4257 | -16.6152 | -17.0683 | -16.2219 | 2 | 1951 | 13.75
1931 | -1.4067 | -1.0251 | 0.16748 | -0.043262 | 0.17694 | -0.66927 | 3.244 | 3.4487 | 0.66003 | -0.75274 | 0.21261 | -1.9648 | -1.812 | -2.9228 | 17.6546 |  | 0.55917 | 0.73669 | -1.1259 | -2.7778 | -4.6499 | -5.6757 | -10.6149 | -15.7587 | -18.1139 | -18.2087 | -19.2689 | -18.9992 | -18.8823 | -17.6546 | 3 | 1934 | 13.0112
1932 | -1.1257 | -0.37416 | 0.28861 | -0.12625 | 0.29537 | 0.35032 | 3.2734 | 0.36226 | -2.3583 | -1.2918 | -0.96031 | -2.4929 | -3.2573 | -3.3856 | 9.5393 |  | 0.27811 | -0.1953 | -2.179 | -3.7479 | -5.7384 | -7.7839 | -12.7524 | -14.8098 | -14.1467 | -13.7024 | -13.5897 | -12.7919 | -11.2298 | -9.5393 | 4 | 1976 | 12.5994
1933 | -1.4698 | -1.251 | -0.70908 | -0.73793 | 0.29532 | -0.51667 | -4.2719 | -2.5093 | -0.50744 | -1.2513 | -0.1833 | -2.1883 | -1.7505 | -4.2207 | -0.93025 |  | 0.62225 | 1.0257 | 0.039596 | -0.9176 | -2.9081 | -4.0865 | -1.5097 | -0.69559 | -1.8833 | -1.4795 | -2.1438 | -1.6506 | -1.5953 | 0.93025 | 5 | 1965 | 12.5848
1934 | -1.9952 | -2.2851 | -1.2158 | -1.4825 | -1.7578 | -4.1454 | -4.8102 | -3.5902 | -3.1096 | -1.339 | -1.11 | -2.4554 | -2.6557 | -1.4008 | -13.0112 |  | 1.1476 | 2.5852 | 2.1059 | 1.8932 | 1.9559 | 4.4062 | 7.5213 | 9.4164 | 10.8308 | 11.3223 | 11.5847 | 12.345 | 13.3055 | 13.0112 | 6 | 1956 | 12.2591
1935 | -0.28391 | 0.18296 | 0.054768 | 0.14099 | 0.82161 | 0.059002 | -3.9454 | -1.7199 | -1.7342 | -1.3679 | -0.48833 | -1.7743 | -3.2451 | -3.5008 | 3.5411 |  | -0.56365 | -1.5942 | -3.3441 | -5.1802 | -7.697 | -9.4511 | -7.2008 | -7.176 | -7.1369 | -6.6166 | -6.9759 | -6.8967 | -5.3468 | -3.5411 | 7 | 1969 | 12.2152
1936 | -1.9257 | 0.058196 | -0.084894 | -0.42139 | 0.74242 | -0.29084 | 0.42638 | -0.24659 | -0.18881 | -0.13492 | -1.5862 | -2.0512 | -2.8412 | -3.3321 | 8.4648 |  | 1.0781 | 0.17235 | -1.4379 | -2.7116 | -5.1492 | -6.5535 | -8.675 | -10.1235 | -11.6299 | -12.3425 | -11.6039 | -11.2478 | -10.1017 | -8.4648 | 8 | 1972 | 9.2833
1937 | -1.1879 | -0.64498 | -0.42434 | -0.17154 | 0.621 | -0.20859 | 1.7999 | 0.74876 | 1.0626 | 0.28932 | 0.75804 | -1.3891 | -1.6907 | -2.1848 | 17.7192 | Critical | 0.34034 | 0.13776 | -1.133 | -2.6566 | -4.9728 | -6.4593 | -9.9543 | -12.3982 | -15.156 | -16.2929 | -17.8985 | -18.2045 | -18.2088 | -17.7192 | 9 | 1952 | 7.9874
1938 | -1.3447 | -0.78953 | -0.64288 | -0.28519 | -0.065814 | -0.94851 | -3.7671 | -0.95427 | -3.0904 | -1.1417 | -0.8945 | -2.2322 | -2.9468 | -2.7338 | -1.4959 |  | 0.49711 | 0.43908 | -0.61317 | -2.0231 | -3.6524 | -4.3991 | -2.3271 | -3.068 | -1.6727 | -1.3786 | -1.3316 | -0.79454 | 0.45715 | 1.4959 | 10 | 1974 | 7.8604
1939 | -1.1111 | -0.090427 | -0.23467 | -0.74974 | 1.0177 | -0.025273 | 1.2816 | -2.3461 | -2.0035 | -1.0114 | -0.86799 | -2.1433 | -1.0395 | -3.7446 | 7.2732 |  | 0.26356 | -0.49358 | -1.954 | -2.8994 | -5.6122 | -7.2821 | -10.2588 | -9.6078 | -9.2995 | -9.1356 | -9.1152 | -8.6671 | -9.3227 | -7.2732 | 11 | 1948 | 7.747
1940 | -1.7905 | -0.49991 | -0.37457 | -0.69931 | 0.5271 | -0.16915 | -0.30196 | -1.2887 | -3.0231 | -1.0251 | -0.83538 | -1.2925 | -0.27336 | -2.7691 | 6.5261 |  | 0.94294 | 0.59529 | -0.72527 | -1.7211 | -3.9433 | -5.4693 | -6.8625 | -7.2689 | -5.9409 | -5.7634 | -5.7756 | -6.1783 | -7.6001 | -6.5261 | 12 | 1959 | 7.6364
1941 | -1.2922 | -0.33529 | -0.82169 | -0.84119 | 0.67368 | -0.18674 | 0.013296 | 0.51883 | -0.86214 | 0.024133 | -0.34743 | -0.97159 | -3.0898 | -1.3884 | 11.4352 |  | 0.44461 | -0.067672 | -0.94111 | -1.7951 | -4.1639 | -5.6723 | -7.3807 | -9.5947 | -10.4277 | -11.2994 | -11.7995 | -12.523 | -11.1284 | -11.4352 | 13 | 1947 | 7.5212
1942 | -1.0556 | -0.53114 | -0.23599 | -0.73513 | 0.066558 | -3.1189 | -3.9877 | -1.8526 | 0.45361 | -0.7315 | -0.57549 | -2.1605 | -3.1888 | -3.9844 | -1.2961 |  | 0.20807 | -0.10835 | -1.5675 | -2.5275 | -4.2892 | -2.8654 | -0.57285 | -0.41533 | -2.5641 | -2.6801 | -2.9522 | -2.4868 | -0.99317 | 1.2961 | 14 | 1963 | 6.52
1943 | -2.5291 | -1.3522 | -0.95165 | -0.60529 | 0.87904 | -0.18047 | -3.9652 | -3.4489 | -3.099 | -1.3168 | -1.0812 | -2.3087 | -2.54 | -3.7298 | -5.8876 |  | 1.6816 | 2.1861 | 1.4427 | 0.35283 | -2.2213 | -3.736 | -1.4659 | 0.2878 | 1.6916 | 2.1608 | 2.3944 | 3.008 | 3.8529 | 5.8876 | 15 | 1954 | 6.4279
1944 | -2.1749 | -1.474 | -0.33283 | -0.75601 | 1.0465 | -0.20317 | 1.3593 | -0.3608 | 1.1195 | 0.18767 | 0.11523 | -0.61156 | -2.3278 | -1.2664 | 14.6623 |  | 1.3274 | 1.9538 | 0.59148 | -0.34764 | -3.0893 | -4.5813 | -7.6357 | -8.97 | -11.7847 | -12.8199 | -13.7827 | -14.8663 | -14.2336 | -14.6623 | 16 | 1943 | 5.8876
1945 | -1.2108 | -0.37303 | 0.2662 | -0.23129 | 0.22375 | 0.43759 | 2.7285 | 1.8156 | 0.60779 | -0.033016 | -0.16643 | -2.3652 | -3.1264 | -3.395 | 15.5199 |  | 0.36327 | -0.11126 | -2.0726 | -3.5364 | -5.4553 | -7.588 | -12.0117 | -15.5224 | -17.8253 | -18.6399 | -19.321 | -18.651 | -17.2197 | -15.5199 | 17 | 1975 | 5.2392
1946 | -1.4721 | -1.0892 | -0.53415 | -0.1164 | 0.762 | -1.4074 | -4.0953 | -1.3356 | -2.5822 | -1.0541 | -1.1428 | -2.2298 | -2.7477 | -3.6178 | -2.3209 |  | 0.62458 | 0.86625 | -0.29473 | -1.8735 | -4.3306 | -4.6184 | -2.2182 | -2.5778 | -1.6907 | -1.4841 | -1.1889 | -0.65426 | 0.39827 | 2.3209 | 18 | 1966 | 5.1588
1947 | -2.2112 | -0.30333 | -0.90776 | -0.77846 | 0.44563 | -3.0226 | -4.5467 | -3.5709 | -2.4415 | -1.0401 | -0.82714 | -2.154 | -3.0859 | -3.4188 | -7.5212 |  | 1.3636 | 0.8194 | 0.032031 | -0.88464 | -3.0254 | -1.6979 | 1.1536 | 3.0294 | 3.7758 | 3.9683 | 3.9479 | 4.4067 | 5.7975 | 7.5212 | 19 | 1968 | 4.7051
1948 | -2.1049 | -0.65078 | -0.71194 | -2.2301 | -1.1598 | -1.5122 | -4.6065 | -3.3714 | -1.6972 | -0.73503 | -1.0962 | -1.6542 | -2.2048 | -4.3535 | -7.747 |  | 1.2573 | 1.0605 | 0.077319 | 0.61224 | 0.076934 | -0.10604 | 2.8054 | 4.4816 | 4.4837 | 4.3712 | 4.6199 | 4.579 | 5.0886 | 7.747 | 20 | 1971 | 4.6973
1949 | -2.029 | -2.3544 | -1.3496 | -1.0641 | 0.7808 | -0.019012 | -3.1052 | -1.0451 | -3.4367 | -1.0804 | -1.1502 | -2.1375 | -3.2137 | -0.807 | -1.6694 |  | 1.1814 | 2.6882 | 2.3426 | 1.7116 | -0.76435 | -2.4405 | -1.0304 | -1.6804 | 0.061128 | 0.29391 | 0.59654 | 1.0389 | 2.5575 | 1.6694 | 21 | 1961 | 3.3562
1950 | -0.07342 | 0.47528 | -0.23116 | -0.3012 | 1.125 | -1.2181 | -4.1047 | -3.2972 | -3.3627 | -1.3252 | -0.94516 | -2.3147 | -1.8858 | -4.0353 | -1.1527 |  | -0.77415 | -2.097 | -3.561 | -4.9549 | -7.775 | -8.2521 | -5.8425 | -4.2404 | -2.5729 | -2.0952 | -1.9976 | -1.3781 | -1.1874 | 1.1527 | 22 | 1967 | 2.7376
1951 | -1.8585 | -1.6643 | -0.84379 | -1.5432 | -1.6603 | -3.4477 | -4.6976 | -3.6916 | -3.185 | -1.2392 | -1.033 | -2.2609 | -3.1338 | -3.8326 | -13.75 |  | 1.011 | 1.8277 | 0.97638 | 0.82442 | 0.78962 | 2.5422 | 5.5447 | 7.5411 | 9.031 | 9.4226 | 9.6081 | 10.1739 | 11.6126 | 13.75 | 23 | 1955 | 2.6165
1952 | -2.2175 | -1.7686 | -0.80837 | -1.9594 | -0.10029 | -2.1049 | -4.4608 | -2.8468 | -2.2102 | -1.3261 | -1.1537 | -1.6823 | -2.7224 | -2.9677 | -7.9874 |  | 1.3699 | 2.291 | 1.4042 | 1.6685 | 0.073643 | 0.48339 | 3.2491 | 4.4007 | 4.9158 | 5.3943 | 5.7005 | 5.6876 | 6.7149 | 7.9874 | 24 | 1957 | 2.3917
1953 | -2.2005 | -0.42124 | -0.26656 | -0.40194 | 0.9401 | -0.39385 | -0.39773 | -3.6677 | -2.8893 | -0.58754 | -0.46915 | -2.1872 | -2.1149 | -3.8985 | 1.3857 |  | 1.353 | 0.92663 | -0.50194 | -1.7951 | -4.4304 | -5.7317 | -7.0291 | -5.0565 | -3.8624 | -4.1224 | -4.5008 | -4.0088 | -3.589 | -1.3857 | 25 | 1946 | 2.3209
1954 | -2.3005 | -1.6927 | -0.9423 | -1.055 | 0.26784 | -0.61412 | -3.4102 | -3.8496 | -2.2726 | -1.134 | -0.78312 | -2.3401 | -2.5165 | -4.1265 | -6.4279 |  | 1.4529 | 2.298 | 1.5452 | 0.90505 | -1.0579 | -2.1389 | -0.42383 | 1.7306 | 2.3081 | 2.5946 | 2.5301 | 3.1751 | 3.9965 | 6.4279 | 26 | 1949 | 1.6694
1955 | -2.2669 | -1.9431 | -2.9888 | -1.5724 | -0.59683 | -0.8017 | -2.858 | -1.7901 | 0.67049 | -0.84167 | -0.61403 | -1.4506 | -1.7056 | -4.1989 | -2.6165 |  | 1.4194 | 2.5149 | 3.8086 | 3.6859 | 2.5876 | 1.6941 | 2.8569 | 2.9519 | 0.58627 | 0.58038 | 0.34684 | 0.1023 | 0.11276 | 2.6165 | 27 | 1938 | 1.4959
1956 | -2.0761 | -2.0359 | -1.0411 | -1.3356 | -0.993 | -3.5452 | -4.7637 | -3.5656 | -3.2374 | -1.1407 | -1.3402 | -1.6693 | -1.8887 | -3.9683 | -12.2591 |  | 1.2286 | 2.4169 | 1.7628 | 1.4032 | 0.70111 | 2.5511 | 5.6197 | 7.4902 | 9.0324 | 9.3256 | 9.8183 | 9.7924 | 9.9859 | 12.2591 | 28 | 1942 | 1.2961
1957 | -2.3164 | -1.703 | -0.76057 | -1.1455 | 0.95635 | -1.1278 | -2.532 | -3.3287 | -2.3039 | -1.4391 | -0.54101 | -1.6546 | -1.9381 | -2.899 | -2.3917 |  | 1.4689 | 2.3243 | 1.3897 | 0.84008 | -1.8114 | -2.3788 | -1.542 | 0.091603 | 0.70041 | 1.2919 | 0.98535 | 0.94484 | 1.1878 | 2.3917 | 29 | 1950 | 1.1527
1958 | -1.6443 | -0.61914 | -0.42396 | -0.60025 | 1.0643 | -0.1455 | -2.5783 | -3.5713 | -1.5995 | -0.73551 | -1.1824 | -1.426 | -2.4896 | -2.6298 | 1.7603 |  | 0.79678 | 0.56835 | -0.70282 | -1.7977 | -4.5572 | -6.1068 | -5.2236 | -3.3474 | -3.4431 | -3.5551 | -3.2203 | -3.4894 | -2.6949 | -1.7603 | 30 | 1933 | 0.93025
1959 | -1.5556 | -0.76572 | -0.39884 | -0.95019 | -0.36619 | -2.1032 | -4.846 | -3.6987 | -2.9089 | -1.2014 | -0.41047 | -2.3578 | -2.4335 | -3.9815 | -7.6364 |  | 0.70808 | 0.62623 | -0.67006 | -1.415 | -2.7439 | -2.3359 | 0.81494 | 2.8185 | 4.0324 | 4.3862 | 3.9491 | 4.6117 | 5.3501 | 7.6364 | 31 | 1964 | -0.1381 | -8.1568 | 20
1960 | -2.2861 | -1.5826 | -2.8387 | -2.5388 | -2.0568 | -2.5168 | -4.462 | -2.037 | -2.5766 | -1.5437 | -0.83827 | -2.0057 | -3.2807 | -3.6226 | -13.8449 |  | 1.4385 | 2.1736 | 3.3171 | 4.1608 | 4.5225 | 5.3442 | 8.111 | 8.4529 | 9.3344 | 10.0305 | 10.0212 | 10.3318 | 11.9174 | 13.8449 | 32 | 1970 | -1.2432
1961 | -2.2826 | -0.40423 | -0.66438 | -0.99154 | 0.090424 | 0.48703 | -3.9869 | -3.6729 | -2.7978 | -1.2827 | -0.16049 | -2.3381 | -2.5493 | -3.1442 | -3.3562 |  | 1.435 | 0.99171 | -0.039046 | -0.74264 | -2.5282 | -4.7104 | -2.4185 | -0.44075 | 0.66192 | 1.0971 | 0.40999 | 1.053 | 1.9071 | 3.3562 | 33 | 1978 | -1.2909
1962 | -2.0084 | -0.74884 | -0.19118 | -0.78119 | 1.1864 | 0.17278 | -4.0953 | -0.57068 | -0.8376 | -1.1312 | -1.0129 | -2.1794 | -2.8742 | -3.9297 | 1.3401 |  | 1.1609 | 1.0621 | -0.44182 | -1.3558 | -4.2373 | -6.1052 | -3.705 | -4.8294 | -5.687 | -5.4033 | -5.238 | -4.7537 | -3.5747 | -1.3401 | 34 | 1962 | -1.3401
1963 | -2.3359 | -1.3292 | -0.37911 | -1.374 | -0.57214 | -2.0435 | -4.3257 | -2.689 | -1.0777 | -0.95052 | -0.67415 | -1.9299 | -3.3929 | -3.7877 | -6.52 |  | 1.4883 | 1.97 | 0.65396 | 0.33278 | -0.79022 | -0.44185 | 2.1887 | 3.1827 | 2.5653 | 2.6682 | 2.4948 | 2.7296 | 4.4274 | 6.52 | 35 | 1953 | -1.3857
1964 | -2.2607 | -1.2445 | -1.2889 | -0.70674 | 0.95276 | 0.30641 | -2.4174 | -3.6713 | -0.19222 | -1.1982 | -0.31142 | -2.0555 | -1.7988 | -4.3171 | 0.1381 |  | 1.4131 | 1.81 | 1.4038 | 0.41539 | -2.2325 | -4.234 | -3.5117 | -1.5356 | -3.0385 | -2.6879 | -3.224 | -2.8637 | -2.76 | -0.1381 | 36 | 1958 | -1.7603
1965 | -2.1571 | -1.9237 | -1.6337 | -1.586 | 0.030803 | -3.6934 | -5.0725 | -3.6925 | -3.3481 | -0.88481 | -1.3466 | -2.0584 | -2.0361 | -3.5244 | -12.5848 |  | 1.3095 | 2.3856 | 2.3242 | 2.2151 | 0.48916 | 2.4875 | 5.8648 | 7.8622 | 9.5151 | 9.5523 | 10.0514 | 10.4146 | 10.7555 | 12.5848 | 37 | 1973 | -2.7798
1966 | -2.2479 | -1.8154 | -0.89629 | -1.2716 | -0.033288 | -1.0048 | -3.7971 | -3.3586 | -1.0312 | -1.4852 | -0.50645 | -1.8582 | -2.3481 | -3.8461 | -5.1588 |  | 1.4003 | 2.3682 | 1.5693 | 1.1458 | -0.51601 | -1.2063 | 0.89558 | 2.5591 | 1.8952 | 2.5328 | 2.1917 | 2.3548 | 3.0078 | 5.1588 | 38 | 1935 | -3.5411
1967 | -2.4793 | -0.53912 | -0.45226 | -0.65714 | 1.0179 | -0.38566 | -4.237 | -3.6301 | -2.5054 | -1.1086 | 0.28911 | -1.9637 | -2.0207 | -4.4073 | -2.7376 |  | 1.6317 | 1.3233 | 0.080412 | -0.95758 | -3.6706 | -4.9801 | -2.4383 | -0.50335 | 0.30696 | 0.56798 | -0.5687 | -0.30014 | 0.025462 | 2.7376 | 39 | 1940 | -6.5261
1968 | -2.276 | -1.8449 | -1.0904 | -1.0944 | 0.22269 | -0.90022 | -4.0166 | -3.4145 | -2.6608 | -0.27071 | -0.12621 | -0.4956 | -3.3428 | -3.7363 | -4.7051 |  | 1.4284 | 2.4258 | 1.8211 | 1.2203 | -0.6975 | -1.4924 | 0.82905 | 2.5484 | 3.5141 | 2.9372 | 2.2159 | 1.0164 | 2.664 | 4.7051 | 40 | 1939 | -7.2732
1969 | -2.3508 | -1.8036 | -2.14 | -1.6037 | -1.1234 | -1.788 | -4.9095 | -3.7287 | -3.0924 | -1.1651 | -1.2316 | -1.5828 | -2.2857 | -3.7516 | -12.2152 |  | 1.5032 | 2.4592 | 2.904 | 2.8126 | 2.2409 | 2.3338 | 5.5482 | 7.5817 | 8.979 | 9.2965 | 9.6805 | 9.5682 | 10.1588 | 12.2152 | 41 | 1936 | -8.4648
1970 | -2.0085 | -0.072698 | -0.38851 | -1.0685 | 1.0397 | 0.14734 | -2.1707 | -3.4773 | -1.9685 | -0.56649 | -0.57082 | -2.0753 | -3.0046 | -2.9135 | 1.2432 |  | 1.1609 | 0.38605 | -0.92057 | -1.5472 | -4.282 | -6.1245 | -5.6489 | -3.8667 | -3.5934 | -3.8744 | -4.1512 | -3.7711 | -2.4616 | -1.2432 | 42 | 1932 | -9.5393
1971 | -1.9306 | -0.62769 | -0.1914 | -0.53962 | 1.1485 | -1.3678 | -4.7515 | -3.8067 | -3.2831 | -1.2599 | -0.95262 | -1.6429 | -1.7509 | -4.0828 | -4.6973 |  | 1.083 | 0.86317 | -0.64056 | -1.7961 | -4.6397 | -4.967 | -1.9107 | 0.20084 | 1.7888 | 2.2011 | 2.3062 | 2.254 | 2.3097 | 4.6973 | 43 | 1977 | -10.3254
1972 | -2.1526 | -2.122 | -1.3789 | -0.97795 | 0.2279 | -0.87403 | -4.6205 | -3.8383 | -3.8546 | -1.4061 | -0.62995 | -1.7703 | -1.9158 | -4.3117 | -9.2833 |  | 1.3051 | 2.5795 | 2.2633 | 1.5461 | -0.37696 | -1.1981 | 1.7273 | 3.8705 | 6.0299 | 6.5885 | 6.3708 | 6.446 | 6.6667 | 9.2833 | 44 | 1941 | -11.4352
1973 | -2.1669 | -2.1467 | -1.5541 | -1.1042 | 0.78238 | -1.6405 | -2.2595 | -1.2965 | -1.0235 | 0.12625 | 0.29981 | -0.35573 | -2.1077 | -3.115 | 2.7798 |  | 1.3193 | 2.6184 | 2.4774 | 1.8864 | -0.59113 | -0.64579 | -0.081392 | -0.48007 | -1.1517 | -2.1255 | -3.2729 | -4.6123 | -4.1997 | -2.7798 | 45 | 1929 | -14.3143
1974 | -1.8225 | -0.062674 | 0.12891 | -0.36807 | 0.082399 | -3.4014 | -4.8368 | -3.8098 | -3.4598 | -1.2313 | -1.1888 | -2.0138 | -2.0793 | -4.1391 | -7.8604 |  | 0.9749 | 0.19 | -1.634 | -2.9611 | -4.7386 | -3.0324 | 0.10922 | 2.2239 | 3.9886 | 4.3723 | 4.7136 | 5.0322 | 5.4164 | 7.8604 | 46 | 1944 | -14.6623
1975 | -2.0608 | -1.9086 | -1.079 | -0.57059 | 1.047 | -0.22727 | -3.6887 | -3.4765 | -3.3031 | -1.1598 | -0.57699 | -2.228 | -1.9131 | -4.4354 | -5.2392 |  | 1.2132 | 2.2743 | 1.6582 | 0.53361 | -2.2085 | -3.6764 | -1.6829 | 0.098511 | 1.7065 | 2.0187 | 1.7481 | 2.281 | 2.4989 | 5.2392 | 47 | 1945 | -15.5199
1976 | -1.6271 | -1.3083 | -0.63179 | -1.4349 | -1.3901 | -3.8791 | -4.7899 | -3.6392 | -2.64 | -1.3728 | -0.87011 | -1.9265 | -3.3003 | -4.1308 | -12.5994 |  | 0.77952 | 1.2403 | 0.17695 | -0.083285 | -0.38828 | 1.7957 | 4.8905 | 6.8346 | 7.7794 | 8.3047 | 8.3272 | 8.5586 | 10.1637 | 12.5994 | 48 | 1930 | -16.2219
1977 | -2.3789 | -2.0606 | -3.5553 | -0.98274 | 1.0578 | -0.28331 | 0.68204 | -0.75045 | 1.7357 | 0.30954 | -0.05924 | -0.41108 | -1.9633 | -1.3564 | 10.3254 |  | 1.5314 | 2.7444 | 4.6045 | 3.8921 | 1.1392 | -0.27262 | -2.6498 | -3.5945 | -7.0253 | -8.1824 | -8.9708 | -10.2548 | -9.9866 | -10.3254 | 49 | 1931 | -17.6546
1978 | -1.1395 | -0.47618 | 0.67117 | -0.0015436 | 0.35355 | -0.63997 | -3.4068 | -1.0072 | -3.1024 | -1.2784 | -0.72111 | -2.1017 | -2.811 | -3.3896 | 1.2909 |  | 0.29193 | -0.079448 | -2.4458 | -4.1393 | -6.188 | -7.2432 | -5.5315 | -6.2194 | -4.8122 | -4.3813 | -4.5078 | -4.1012 | -2.9854 | -1.2909 | 50 | 1937 | -17.7192

## HLH-LLH Loads
[7 empty] | Aug I | Aug II | Sep | Oct | Nov | Dec | Jan | Feb | Mar | Apr I | Apr II | May | Jun | Jul | Total
[6 empty] | Starting Date | 2000-08-01 | 2000-08-16 | 2000-09-01 | 2000-10-01 | 2000-11-01 | 2000-12-01 | 2001-01-01 | 2001-02-01 | 2001-03-01 | 2001-04-01 | 2001-04-16 | 2001-05-01 | 2001-06-01 | 2001-07-01
[6 empty] | Total Hours | 360 | 384 | 720 | 744 | 720 | 744 | 744 | 672 | 744 | 360 | 360 | 744 | 720 | 744 | 8760
[6 empty] | HLH | 208 | 224 | 416 | 416 | 416 | 416 | 432 | 384 | 432 | 192 | 208 | 432 | 416 | 416 | 5008
[6 empty] | LLH | 152 | 160 | 304 | 328 | 304 | 328 | 312 | 288 | 312 | 168 | 152 | 312 | 304 | 328 | 3752
[6 empty] | Average load | 252.1019 | 252.0982 | 259.6 | 278.4 | 292.4 | 309.1 | 301.8 | 306.6 | 279 | 272.599 | 273.801 | 264.5 | 248.5 | 252.4 | 2420450.4
[6 empty] | Average HLH Load | 251.8199 | 251.8199 | 265.0915 | 288.7865 | 293.5246 | 326.1599 | 306.6623 | 311.199 | 278.69 | 285.2208 | 285.2208 | 264.2061 | 249.4558 | 266.3305 | 1412153.304
[6 empty] | Average LLH Load | 252.4878 | 252.4878 | 252.0853 | 265.2269 | 290.8611 | 287.463 | 295.0675 | 300.468 | 279.4292 | 258.174 | 258.174 | 264.9069 | 247.1921 | 234.732 | 1008297.096
[7 empty] | AUG | SEP | OCT | NOV | DEC | JAN | FEB | MAR | APR | MAY | JUN | JUL
[6 empty] | Maximum Demand | 252.4878 | 265.0915 | 288.7865 | 293.5246 | 326.1599 | 306.6623 | 311.199 | 279.4292 | 285.2208 | 264.9069 | 249.4558 | 266.3305
Scenario: | Non-Slice case load shaped to BPA's Aggregate PF load, Slice percentage is 4%
[6 empty] | Pre Slice Load | Aug I | Aug II | Sep | Oct | Nov | Dec | Jan | Feb | Mar | Apr I | Apr II | May | Jun | Jul | Total (MW-Hr)
Determination of total pre-Slice load | [5 empty] | HLH | 251.8199 | 251.8199 | 265.0915 | 288.7865 | 293.5246 | 326.1599 | 306.6623 | 311.199 | 278.69 | 285.2208 | 285.2208 | 264.2061 | 249.4558 | 266.3305 | 1412153.304
Start with Slice System Total Inventory | [5 empty] | LLH | 252.4878 | 252.4878 | 252.0853 | 265.2269 | 290.8611 | 287.463 | 295.0675 | 300.468 | 279.4292 | 258.174 | 258.174 | 264.9069 | 247.1921 | 234.732 | 1008297.096
annual average | 7183.6722 | MWs |  |  |  | Average | 252.1019 | 252.0982 | 259.6 | 278.4 | 292.4 | 309.1 | 301.8 | 306.6 | 279 | 272.599 | 273.801 | 264.5 | 248.5 | 252.4 | 2420450.4
total for the year | 62928968.2492 | MW-Hr |  |  |  | Critical Slice | 297.9181 | 271.0272 | 264.618 | 275.2587 | 268.8922 | 308.4843 | 260.8755 | 277.7922 | 237.1367 | 244.8782 | 203.9365 | 308.088 | 297.8206 | 306.8203
Then multiply by the |  |  | % of Slice inventory purchased by Utility B |  |  | Requirements Slice | 252.1019 | 252.0982 | 259.6 | 275.2587 | 268.8922 | 308.4843 | 260.8755 | 277.7922 | 237.1367 | 244.8782 | 203.9365 | 264.5 | 248.5 | 252.4
Assumed % of Slice System Inventory | 3.846% |  |  | 0.038463 |  |  | Oct | Nov | Dec | Jan | Feb | Mar | Apr | May | Jun | Jul | Aug | Sep | Total
To get the | [5 empty] | HLH | 416 | 416 | 416 | 432 | 384 | 432 | 400 | 432 | 416 | 416 | 432 | 416 | 8760 | (HLH + LLH)
Annual Net Requirement Load Served | 2420450.4 | MW-Hr |  |  |  | LLH | 328 | 304 | 328 | 312 | 288 | 312 | 320 | 312 | 304 | 328 | 312 | 304
[6 empty] | HLH Shape | 4.365% | 4.437% | 4.93% | 4.636% | 4.704% | 4.213% | 4.312% | 3.994% | 3.771% | 4.026% | 3.807% | 4.007%
[6 empty] | LLH Shape | 4.009% | 4.397% | 4.345% | 4.46% | 4.542% | 4.224% | 3.903% | 4.004% | 3.737% | 3.548% | 3.817% | 3.811%
[6 empty] | Shaped HLH load | 288.7865 | 293.5246 | 326.1599 | 306.6623 | 311.199 | 278.69 | 285.2208 | 264.2061 | 249.4558 | 266.3305 | 251.8199 | 265.0915 | 1412153.304
[6 empty] | Shaped LLH load | 265.2269 | 290.8611 | 287.463 | 295.0675 | 300.468 | 279.4292 | 258.174 | 264.9069 | 247.1921 | 234.732 | 252.4878 | 252.0853 | 1008297.096
276.3071
Total of Utility C's Net Requirements Load from the FY 2001 Forecast
[7 empty] | Oct | Nov | Dec | Jan | Feb | Mar | Apr | May | Jun | Jul | Aug | Sep | Total
[6 empty] | HLH | 288.7865 | 293.5246 | 326.1599 | 306.6623 | 311.199 | 278.69 | 285.2208 | 264.2061 | 249.4558 | 266.3305 | 251.8199 | 265.0915 | 3387.147
[6 empty] | LLH | 265.2269 | 290.8611 | 287.463 | 295.0675 | 300.468 | 279.4292 | 258.174 | 264.9069 | 247.1921 | 234.732 | 252.4878 | 252.0853 | 3228.0939
6615.2409
Utility C
[7 empty] | 278.4 | 292.4 | 309.1 | 301.8 | 306.6 | 279 | 273.2 | 264.5 | 248.5 | 252.4 | 252.1 | 259.6
[7 empty] | 207129600 | 210528000 | 229970400 | 224539200 | 206035200 | 207576000 | 196704000 | 196788000 | 178920000 | 187785600 | 187562400 | 186912000
[6 empty] | Pre Slice Load | Aug I | Aug II | Sep | Oct | Nov | Dec | Jan | Feb | Mar | Apr I | Apr II | May | Jun | Jul | Total (MW-Hr)
[6 empty] | Net Requirement | 252.1019 | 252.0982 | 259.6 | 278.4 | 292.4 | 309.1 | 301.8 | 306.6 | 279 | 272.599 | 273.801 | 264.5 | 248.5 | 252.4
[6 empty] | Requirements Slice | 252.1019 | 252.0982 | 259.6 | 275.2587 | 268.8922 | 308.4843 | 260.8755 | 277.7922 | 237.1367 | 244.8782 | 203.9365 | 264.5 | 248.5 | 252.4
[5 empty] | 1937 | Surplus - Low | 45.8162 | 18.929 | 5.018 | 0 | 0 | 0 | 0 | 0 | 0 | 0 | 0 | 43.588 | 49.3206 | 54.4203
[5 empty] | 1938 | Surplus - Average | 50.6967 | 24.1938 | 12.8341 | 4.314 | 16.6692 | 22.2533 | 195.8632 | 55.8645 | 186.3028 | 172.9429 | 173.149 | 203.9474 | 201.5848 | 83.1183
[5 empty] | 1951 | Surplus - High | 114.1139 | 95.5567 | 24.9158 | 77.5445 | 83.4163 | 141.4831 | 330.3396 | 273.0009 | 210.9819 | 271.5611 | 264.9565 | 233.3834 | 159.9509 | 168.0138
[6 empty] | Slice - Low | 297.9181 | 271.0272 | 264.618 | 275.2587 | 268.8922 | 308.4843 | 260.8755 | 277.7922 | 237.1367 | 244.8782 | 203.9365 | 308.088 | 297.8206 | 306.8203
[6 empty] | Slice - Average | 302.7986 | 276.292 | 272.4341 | 279.5727 | 285.5613 | 330.7376 | 456.7387 | 333.6568 | 423.4395 | 417.8212 | 377.0854 | 468.4474 | 450.0848 | 335.5183
[6 empty] | Slice - High | 366.2158 | 347.6549 | 284.5158 | 352.8032 | 352.3084 | 449.9674 | 591.2151 | 550.7932 | 448.1186 | 516.4393 | 468.893 | 497.8834 | 408.4509 | 420.4138
[6 empty] | Total Load | 395.7667 | 371.0312 | 388 | 413 | 450 | 473 | 477 | 476 | 420 | 409 | 409 | 409 | 387 | 383
[6 empty] | Declared Resource | 135.2633 | 126.8094 | 128.4 | 134.6 | 157.6 | 163.9 | 175.2 | 169.4 | 141 | 135.8 | 135.8 | 144.5 | 138.5 | 130.6
[6 empty] | Requirements Slice | 387.3652 | 378.9076 | 388 | 409.8587 | 426.4922 | 472.3843 | 436.0755 | 447.1922 | 378.1367 | 380.6782 | 339.7365 | 409 | 387 | 383
[6 empty] | Surplus - Low | 433.1815 | 397.8365 | 393.018 | 409.8587 | 426.4922 | 472.3843 | 436.0755 | 447.1922 | 378.1367 | 380.6782 | 339.7365 | 452.588 | 436.3206 | 437.4203
[6 empty] | Surplus - Average | 438.062 | 403.1014 | 400.8341 | 414.1727 | 443.1613 | 494.6376 | 631.9387 | 503.0568 | 564.4395 | 553.6212 | 512.8854 | 612.9474 | 588.5848 | 466.1183
[6 empty] | Surplus - High | 501.4791 | 474.4643 | 412.9158 | 487.4032 | 509.9084 | 613.8674 | 766.4151 | 720.1932 | 589.1186 | 652.2393 | 604.693 | 642.3834 | 546.9509 | 551.0138
[6 empty] | System Firm Energy (kWh) | 142476000 | 142476000 | 279360000 | 307272000 | 324000000 | 351912000 | 354888000 | 319872000 | 312480000 | 147240000 | 147240000 | 304296000 | 278640000 | 284952000
[6 empty] | Assured Energy | 48694800 | 48694800 | 92448000 | 100142400 | 113472000 | 121941600 | 130348800 | 113836800 | 104904000 | 48888000 | 48888000 | 107508000 | 99720000 | 97166400
Note - The Slice evaluation considers the pre-Slice load of the Slice participants. This is the Net Requirement load that the Parties would otherwise place on BPA. For this model the amount of pre-Slice load (for the year) is estimated as a percentage of the Total Inventory available for Slice (the annual average firm energy load carrying capability calculated in the rate case for "PNCA-Identified" Federal System Resources, adjusted by system Obligations of the FCRPS).

## HLH Hyd Gen
HLH Hydro Generation averaged over the HLH
HLH | Aug I | Aug II | Sep | Oct | Nov | Dec | Jan | Feb | Mar | Apr I | Apr II | May | Jun | Jul
1929 | 11549.2146 | 8060.3173 | 7441.6715 | 8758.241 | 6965.5964 | 9075.7205 | 7201.3453 | 8429.3521 | 6897.2099 | 6521.5257 | 8710.5312 | 8017.4885 | 10572.404 | 8906.6924
1930 | 8009.5586 | 7557.6452 | 7500.578 | 7961.6729 | 7916.0092 | 9341.0804 | 7283.8978 | 7750.3203 | 6597.7484 | 8091.0387 | 12163.7477 | 7342.3853 | 7731.037 | 9344.5913
1931 | 8942.8046 | 8104.752 | 6851.7535 | 7779.8977 | 8020.491 | 9728.6635 | 6284.9699 | 6207.9165 | 6568.36 | 9505.9794 | 7821.7791 | 10943.8185 | 8475.5038 | 9660.4168
1932 | 8300.265 | 7200.9117 | 6735.2848 | 7919.1938 | 7899.7812 | 8606.8885 | 6404.8712 | 7981.5102 | 10718.4145 | 14036.6729 | 12721.425 | 13686.4962 | 13566.712 | 11099.5694
1933 | 9419.0612 | 8655.6511 | 7889.019 | 8864.5798 | 7643.1021 | 9425.271 | 14479.9574 | 11626.7803 | 8090.2048 | 11530.1315 | 8812.3454 | 11614.531 | 15666.7816 | 13103.8786
1934 | 11442.3832 | 11521.7871 | 8583.0986 | 10444.0451 | 10416.2161 | 15271.7805 | 16812.0752 | 14888.3127 | 12838.1988 | 14630.9321 | 14027.1974 | 12857.3514 | 9720.4496 | 7983.2529
1935 | 7057.0144 | 6465.1594 | 7017.8314 | 7534.1588 | 7131.5972 | 8805.5872 | 13923.6683 | 10678.3481 | 9843.4552 | 12051.3539 | 10063.4012 | 10654.2521 | 12273.4249 | 11080.6338
1936 | 9826.7884 | 6670.5811 | 7168.2985 | 8359.1522 | 7404.1582 | 9292.0185 | 7870.4352 | 8622.491 | 7564.2152 | 7772.8241 | 13806.0832 | 14733.2555 | 10587.8485 | 10715.875
1937 | 8547.4526 | 7595.011 | 7514.6164 | 7989.7159 | 7535.5263 | 9175.43 | 7198.9033 | 7581.3673 | 6151.7531 | 6259.3597 | 6141.2795 | 9852.9305 | 8337.2612 | 8888.5982
1938 | 8742.383 | 7750.8321 | 7790.3548 | 8131.5904 | 8119.1363 | 9917.2214 | 13486.8036 | 9558.2102 | 12428.837 | 12064.4118 | 11989.9862 | 13943.8976 | 13441.3911 | 9975.7059
1939 | 8154.3929 | 6746.4108 | 7334.0782 | 8865.2853 | 7081.4367 | 8872.0172 | 7308.2465 | 11310.0558 | 10199.9076 | 11443.7079 | 11619.0461 | 11669.1921 | 7547.9155 | 11360.6483
1940 | 9561.9499 | 7400.0845 | 7485.9111 | 8823.2397 | 7652.3348 | 9067.0545 | 8591.2738 | 9910.0261 | 12427.3995 | 11438.0576 | 11366.2002 | 9808.021 | 6632.2109 | 9261.1138
1941 | 8611.6287 | 7168.1598 | 7960.6669 | 9029.6388 | 7462.6538 | 9091.3084 | 8297.4615 | 7907.5309 | 8625.5206 | 7267.6388 | 9527.9621 | 9237.9507 | 10127.5379 | 7930.4028
1942 | 8064.2432 | 7294.4611 | 7295.4477 | 8814.7455 | 8077.3008 | 12779.1755 | 13439.1641 | 10811.3277 | 6756.2262 | 9668.8127 | 10143.891 | 11533.268 | 11695.9066 | 11989.1805
1943 | 11803.5579 | 9288.04 | 8152.7381 | 8642.3563 | 7152.4474 | 8971.1419 | 13716.0841 | 13662.1289 | 12515.6316 | 15539.9664 | 14792.404 | 13663.4367 | 13994.6387 | 12521.9657
1944 | 11461.3179 | 9721.4221 | 7406.364 | 8910.689 | 7047.4324 | 9020.4484 | 7284.6595 | 8833.4646 | 6129.8029 | 6549.5503 | 8142.597 | 8770.6418 | 9069.7996 | 7829.9241
1945 | 8292.4305 | 7160.9138 | 6720.3879 | 8070.4043 | 7971.1917 | 8577.7916 | 6512.7813 | 6916.6813 | 6614.8681 | 7389.5246 | 8957.2659 | 12316.9628 | 11134.7837 | 10907.2035
1946 | 9105.1215 | 8188.1051 | 7664.606 | 7870.2167 | 7273.4881 | 10492.7047 | 14756.149 | 10096.2244 | 11327.5233 | 12308.5051 | 13228.0288 | 14114.8104 | 13694.3991 | 11503.9167
1947 | 10835.4275 | 7288.3719 | 8150.9837 | 8906.6055 | 7449.8145 | 12621.5001 | 15576.1697 | 14835.1861 | 11018.9488 | 11813.5315 | 11591.0392 | 13899.3758 | 13195.5018 | 11059.3172
1948 | 10727.7405 | 7746.7553 | 7911.5541 | 12240.0144 | 9544.1852 | 10649.292 | 15798.3402 | 13115.2729 | 9652.7629 | 10150.6776 | 12348.3336 | 15989.821 | 17081.368 | 12562.6376
1949 | 11627.3627 | 11805.1617 | 8801.1084 | 9407.5658 | 7229.9047 | 8884.3487 | 11914.0354 | 9677.4007 | 14440.8417 | 12882.0191 | 13600.88 | 14532.5046 | 12968.8131 | 7508.7874
1950 | 6818.3345 | 6074.7783 | 7318.634 | 8152.8197 | 6838.013 | 10299.2484 | 14539.1611 | 13084.7855 | 13726.2673 | 14511.5992 | 12966.1407 | 13454.0196 | 15730.8443 | 12741.9195
1951 | 11045.2102 | 10234.0051 | 8138.5575 | 10517.4931 | 10217.7242 | 13775.9291 | 16399.7896 | 16172.1343 | 13021.9396 | 14182.3081 | 13550.1716 | 14109.398 | 11978.8377 | 12231.0878
1952 | 11618.2611 | 10487.3859 | 8092.5631 | 11462.9413 | 8188.2378 | 11420.1548 | 15186.0734 | 12436.7954 | 10563.3271 | 14525.2941 | 14291.5573 | 15214.155 | 13759.0854 | 10355.9579
1953 | 10810.7533 | 7389.973 | 7350.1699 | 8304.1775 | 7148.6367 | 9323.798 | 8542.7392 | 15306.752 | 11838 | 9174.1858 | 9798.9054 | 12070.5601 | 14558.765 | 12514.4879
1954 | 11694.4903 | 10307.578 | 8220.8654 | 9393.2093 | 7714.5175 | 9477.6868 | 12816.7458 | 15804.2978 | 10838.5192 | 11978.7706 | 11371.1896 | 13630.5032 | 14368.4084 | 12878.9851
1955 | 11997.1122 | 11105.5988 | 11834.2722 | 10378.3893 | 8763.4906 | 9800.9013 | 11741.1485 | 10796.5213 | 6629.7442 | 10128.2356 | 10387.8635 | 10056.5212 | 15307.2414 | 13208.7837
1956 | 11443.6655 | 11008.4464 | 8366.4798 | 10076.0132 | 9305.4281 | 13454.7809 | 16655.0466 | 14896.0866 | 13156.1402 | 13700.3035 | 15162.1671 | 15651.9102 | 16203.5842 | 12516.5927
1957 | 11882.6738 | 10488.9923 | 7997.4505 | 9570.3022 | 7062.9192 | 10084.3056 | 11405.9805 | 13867.5013 | 10702.4394 | 14100.4445 | 10594.553 | 16162.5435 | 14792.475 | 10087.2712
1958 | 9411.3435 | 7571.0729 | 7537.3495 | 8624.2987 | 7010.128 | 8992.7148 | 11505.5827 | 15081.1894 | 9594.0777 | 10337.6101 | 12782.5499 | 15552.8406 | 14066.3359 | 9495.5627
1959 | 9252.4301 | 7765.8353 | 7511.5793 | 9238.8117 | 8448.0035 | 11388.7746 | 16432.3757 | 15043.2823 | 11903.6116 | 11928.0375 | 9758.8383 | 13234.274 | 14341.3991 | 12599.2686
1960 | 11632.1514 | 10025.9078 | 11653.5925 | 13134.9756 | 10848.7608 | 11968.2353 | 14929.8562 | 11176.5757 | 11410.5181 | 15888.975 | 12676.8255 | 11533.9455 | 12377.3161 | 11386.6816
1961 | 11119.7834 | 7438.1718 | 7831.9043 | 9325.0838 | 7891.7537 | 8393.6632 | 13866.09 | 15138.6646 | 11797.4814 | 11620.2091 | 8819.155 | 13607.908 | 14319.7959 | 10714.0603
1962 | 10475.8527 | 7880.4255 | 7281.0889 | 8959.4036 | 6852.4361 | 8673.0181 | 13967.971 | 9032.5478 | 8578.7692 | 13057.1955 | 13134 | 11929.0825 | 10475.6453 | 11856.1967
1963 | 11566.4027 | 9275.4064 | 7477.789 | 9978.1686 | 8708.2675 | 11396.4792 | 14671.5145 | 12160.7859 | 8919.2913 | 11062.4204 | 10875.5724 | 11093.6233 | 12581.971 | 11527.7621
1964 | 11321.3044 | 8957.4485 | 8695.6181 | 8822.4934 | 7067.8193 | 8549.9333 | 11198.758 | 13852.7078 | 7621.8881 | 11554.7157 | 9384.4128 | 11597.4774 | 15366.0194 | 12920.0392
1965 | 11697.655 | 10946.81 | 9191.5882 | 10457.7179 | 8010.6193 | 13950.5266 | 17429.3982 | 15457.0837 | 13195.8596 | 11740.0475 | 14267.9049 | 14341.1522 | 14667.1905 | 11419.9746
1966 | 11621.7565 | 10638.9243 | 8173.5399 | 9786.8859 | 8092.0377 | 9966.6869 | 13621.1414 | 13116.835 | 8818.1878 | 13676.0859 | 10361.635 | 10815.3399 | 9582.2788 | 11865.79
1967 | 11432.3169 | 7651.383 | 7592.8764 | 8742.8715 | 7057.5654 | 9225.2705 | 14873.5468 | 14860.721 | 10995.2045 | 10703.668 | 7284.1857 | 11273.9428 | 14808.2637 | 12601.9315
1968 | 11325.1545 | 10615.8168 | 8436.4751 | 9493.6556 | 7745.0717 | 9848.7024 | 14484.3669 | 14652.1242 | 11798.8984 | 8169.2495 | 8725.7866 | 8601.0584 | 12676.9428 | 11589.0135
1969 | 11598.8112 | 10698.5471 | 10188.6572 | 10622.2504 | 9512.2802 | 11052.9266 | 16711.3846 | 15306.1981 | 12381.7785 | 13897.0089 | 14861.4163 | 15510.9975 | 14377.6105 | 11496.8245
1970 | 10021.0042 | 6895.5327 | 7508.0237 | 9449.5018 | 7033.3193 | 8695.1885 | 10737.1046 | 14339.343 | 10156.5541 | 9127.5614 | 10103.3029 | 11811.1933 | 13302.7545 | 10241.5193
1971 | 10125.5434 | 7651.9997 | 7244.6477 | 8542.6219 | 6818.7719 | 10357.1724 | 16931.8164 | 16338.7604 | 13354.2234 | 13736.8845 | 12728.7319 | 15410.3334 | 15970.2139 | 13030.9289
1972 | 11706.557 | 11489.3806 | 8854.5701 | 9290.8764 | 7701.6044 | 9776.1127 | 16549.7671 | 16402.4302 | 15896.275 | 14944.6542 | 11513.7254 | 15166.731 | 16225.5054 | 12808.7118
1973 | 11869.3387 | 11530.3761 | 9097.5953 | 9478.8239 | 7200.1641 | 10716.5677 | 10871.7548 | 10162.2837 | 8850.2608 | 6845.1085 | 7589.1933 | 8422.7253 | 8842.6613 | 9935.8982
1974 | 9487.0378 | 6847.0657 | 6892.3829 | 8269.0038 | 7937.3865 | 13323.13 | 17514.1276 | 16363.4282 | 14213.8595 | 14486.4011 | 14614.0386 | 14768.9855 | 16520.9805 | 13683.2911
1975 | 11579.3748 | 10939.9705 | 8455.9829 | 8600.9051 | 7008.4054 | 9014.9926 | 13433.2531 | 13366.3324 | 13153.7047 | 11613.3515 | 10306.664 | 12318.9953 | 14831.3816 | 13355.4168
1976 | 10114.7144 | 9113.7099 | 7866.2145 | 10213.7992 | 9878.5217 | 15122.3821 | 16837.262 | 15374.5524 | 11418 | 14695.023 | 12585.4086 | 14826.624 | 12569.8046 | 12398.1312
1977 | 12455.2586 | 11294.2779 | 12657.1419 | 9343.4986 | 7027.3232 | 9168.8584 | 7741.8612 | 9317.0754 | 5501.5367 | 6237.7337 | 8666.5145 | 8540.278 | 8598.0253 | 7917.8377
1978 | 8188.341 | 7286.4865 | 6279.952 | 7741.5802 | 7799.0693 | 9394.7787 | 12571.2321 | 9514.0972 | 12527.2461 | 12662.2511 | 11251.7468 | 11963.131 | 10578.6797 | 11322.8774

## LLH Hyd Gen
LLH Generation averaged over the LLH
LLH | Aug I | Aug II | Sep | Oct | Nov | Dec | Jan | Feb | Mar | Apr I | Apr II | May | Jun | Jul
1929 | 7056.4915 | 5380.0877 | 4172.715 | 4885.8815 | 4259.4712 | 4984.7217 | 4381.2174 | 5208.6929 | 4481.1369 | 4875.7158 | 5107.058 | 5279.3133 | 6603.1032 | 5654.9096
1930 | 5003.5097 | 4795.4846 | 4163.3513 | 4406.5077 | 4624.0735 | 5085.8141 | 4411.4254 | 5005.6771 | 4353.5699 | 5149.4763 | 7823.1952 | 4787.7319 | 4659.2234 | 5683.9499
1931 | 5424 | 5328.9899 | 3972.2775 | 4370.075 | 4684.9437 | 5049.0204 | 4144.2969 | 4102.7713 | 4366.9265 | 6284.5878 | 4697.5715 | 6484.6337 | 4992.8255 | 5685.0422
1932 | 5174.3671 | 4466.8661 | 3859.6421 | 4391.8475 | 4625.3322 | 4775.8612 | 4091.832 | 5105.0072 | 6337.9573 | 10177.9034 | 10317.9693 | 9030.949 | 8091.2213 | 6414.3663
1933 | 5495.2071 | 5702.3393 | 4384.4465 | 4986.8788 | 4595.9173 | 5081.3455 | 10229.6798 | 7223.6419 | 4774.3476 | 8738.7196 | 5923.5643 | 7481.5527 | 12161.6294 | 11968.9793
1934 | 7307.0536 | 7952.5369 | 5021.7425 | 5847.9535 | 6038.4302 | 8936.3485 | 14819.1842 | 11104.4997 | 8516.0277 | 13506.9558 | 12261.4135 | 11951.8403 | 6050.7931 | 5024.2034
1935 | 4262.6229 | 3894.0011 | 3929.9886 | 4179.2467 | 4412.4484 | 4898.9731 | 9527.2976 | 6336.0406 | 5371.6567 | 9889.9112 | 6447.5353 | 6791.1708 | 7358.7539 | 6867.2945
1936 | 5556.1982 | 4093.6191 | 3995.5993 | 4632.2243 | 4431.9387 | 4949.5932 | 4901.2112 | 5431.0122 | 4786.3001 | 5082.1963 | 10174.0971 | 9333.2042 | 6644.283 | 6078.4986
1937 | 5332.689 | 4896.6293 | 4238.1486 | 4453.8483 | 4494.5704 | 4945.8744 | 4435.593 | 5015.4153 | 4347.1958 | 4838.1206 | 4531.9569 | 6388.6908 | 5223.3471 | 5569.3419
1938 | 5375.1844 | 5016.5256 | 4356.0731 | 4535.7041 | 4752.1568 | 5355.4928 | 8224.6278 | 5866.9349 | 7541.2858 | 8118.3377 | 7499.7189 | 10954.6243 | 7886.6803 | 5932.0901
1939 | 5147.2342 | 4349.4575 | 4114.4928 | 5026.0363 | 4328.5525 | 4964.628 | 4405.0484 | 7417.588 | 5666.3636 | 7054.1439 | 7335.173 | 6907.5784 | 4607.673 | 6674.1643
1940 | 5581.2282 | 4718.3481 | 4200.0686 | 4919.1767 | 4512.0785 | 4975.5763 | 5070.8507 | 6350.018 | 6931.9119 | 7064.7408 | 7520.9523 | 6206.4044 | 4194.0214 | 5668.406
1941 | 5341.9915 | 4483.8306 | 4455.3228 | 5080.0658 | 4495.1726 | 5012.2813 | 5007.0268 | 4919.2952 | 4782.6542 | 4699.5395 | 5397.1248 | 5996.4829 | 6330.6894 | 5116.2912
1942 | 5100.5409 | 4666.7985 | 4165.1163 | 5080.2495 | 4847.6247 | 6822.3914 | 8100.5316 | 6481.5558 | 4573.6268 | 6029.6464 | 6032.074 | 6866.4701 | 7050.546 | 7528.0773
1943 | 7593.2897 | 5902.45 | 4653.2021 | 4874.8659 | 4417.7933 | 5057.8179 | 8305.5334 | 8431.1476 | 7469.9123 | 12432.6399 | 10718.6426 | 10514.3673 | 8337.7374 | 7537.6351
1944 | 6933.2819 | 5991.1481 | 4252.7216 | 5011.865 | 4317.1791 | 5081.8895 | 4474.019 | 5361.5835 | 4170.9304 | 4951.7419 | 4888.5002 | 5609.0861 | 5604.4723 | 5117.0977
1945 | 5216.7979 | 4390.6673 | 3945.6117 | 4508.3518 | 4687.3308 | 4756.0672 | 4125.6994 | 4583.5506 | 4412.6531 | 4895.6398 | 5240.7964 | 7421.7877 | 6987.1455 | 6265.3146
1946 | 5461.9049 | 5496.1447 | 4314.2285 | 4439.488 | 4492.4237 | 5611.0298 | 9221.6659 | 6161.7904 | 6758.6841 | 8036.199 | 9503.6433 | 12151.4108 | 8311.2443 | 6794.1152
1947 | 6313.9003 | 4524.2003 | 4671.5807 | 5184.3732 | 4607.2869 | 7054.0665 | 11266.541 | 9571.2086 | 6393.423 | 7521.707 | 7791.9224 | 9302.8828 | 7752.7238 | 6381.959
1948 | 6028.7711 | 5133.8528 | 4451.6096 | 7050.4903 | 5510.3475 | 5704.9598 | 11267.5347 | 8162.4804 | 5617.6136 | 7176.4836 | 8966.7005 | 13947.3115 | 16676.6444 | 9961.2076
1949 | 7298.7753 | 7950.1289 | 5174.8873 | 5401.1924 | 4415.231 | 4958.1268 | 7218.9814 | 5935.5823 | 9718.6722 | 8641.1422 | 10628.5415 | 9144.939 | 7698.064 | 4887.97
1950 | 4055.3596 | 3819.7413 | 4146.1985 | 4596.8228 | 4333.3161 | 5400.7053 | 9297.0265 | 8060.7656 | 8472.9968 | 10667.8988 | 9789.0137 | 9411.4635 | 14388.6877 | 9360.4293
1951 | 6242.2569 | 6122.15 | 4645.1191 | 5953.622 | 6109.7081 | 7696.906 | 12770.3674 | 10602.9767 | 8294.5038 | 11351.5176 | 11181.9398 | 12603.3791 | 7250.0174 | 8223.4342
1952 | 7292.9068 | 6299.384 | 4604.4257 | 6482.6805 | 4761.0287 | 6208.3726 | 10825.732 | 7280.6344 | 5950.9282 | 11230.4352 | 9999.1569 | 13242.5666 | 8070.8579 | 6144.705
1953 | 6053.3298 | 4792.4683 | 4197.2389 | 4668.3626 | 4393.459 | 5024.4245 | 5462.1846 | 11267.7629 | 7033.5502 | 5972.6115 | 6022.4596 | 7800.4272 | 9006.5271 | 7948.9682
1954 | 7480.5062 | 6152.2006 | 4672.6192 | 5349.229 | 4615.4713 | 5239.2303 | 7485.9885 | 12319.9585 | 6049.848 | 8049.3727 | 7545.3708 | 10837.1564 | 13288.2479 | 9740.2954
1955 | 8848.9994 | 7667.987 | 6385.763 | 5811.1339 | 5103.6809 | 5186.2463 | 6646.6709 | 6270.9734 | 4172.4471 | 6461.2315 | 6058.0665 | 6397.6126 | 10145.555 | 12531.2575
1956 | 7226.0902 | 7033.7089 | 4767.248 | 5696.396 | 5417.8427 | 7806.0033 | 13032.0821 | 9449.1108 | 8499.7158 | 10167.883 | 12700.0226 | 15048.3917 | 13271.9869 | 8393.8066
1957 | 7713.8891 | 6228.7323 | 4515.0854 | 5487.1942 | 4371.1522 | 5586.0928 | 6458.5238 | 9765.9599 | 6533.0004 | 11594.1606 | 7619.4012 | 13523.3645 | 9745.167 | 5918.6182
1958 | 5503.53 | 4909.0863 | 4249.5369 | 4877.6282 | 4337.6747 | 5040.0332 | 6667.387 | 11267.6467 | 5482.7449 | 6404.6289 | 8384.3023 | 11121.8257 | 8501.9979 | 5819.2217
1959 | 5502.4034 | 5094.1084 | 4260.6389 | 5221.9511 | 4978.4382 | 6258.3952 | 12534.8548 | 9583.7888 | 6938.255 | 9028.2028 | 6822.7477 | 9162.9847 | 11467.0333 | 8175.4907
1960 | 7404.7161 | 6076.3636 | 6279.2979 | 7842.4254 | 6426.76 | 6406 | 10903.0377 | 6537.1498 | 6350.7072 | 13256.9059 | 9236.8457 | 7021.406 | 7414.5977 | 6908.7559
1961 | 6822.2919 | 4797.6066 | 4422.5042 | 5203.4101 | 4740.9657 | 4713.6926 | 8787.5671 | 11002.1636 | 6754.0709 | 8297.9243 | 5521.66 | 10693.4691 | 13231.915 | 6117.7897
1962 | 5744.5997 | 5153.7831 | 4115.4625 | 5039.7547 | 4347.0094 | 4879.6428 | 8649.6644 | 5662.9309 | 4834.0692 | 10226.8625 | 9792.7332 | 7333.51 | 6792.4239 | 7223.1274
1963 | 7066.5392 | 5828.8492 | 4236.6518 | 5676.6054 | 5127.4693 | 6041.8773 | 9166.8334 | 7178.723 | 4907.0391 | 6554.0682 | 6312.2239 | 6859.3864 | 7390.2138 | 7049.0962
1964 | 6642.8759 | 5806.5118 | 5023.189 | 4975.0342 | 4374.2712 | 4766.7314 | 6306.0919 | 9801.5061 | 4670.9475 | 7955.6218 | 5839.0432 | 7328.8556 | 12292.0604 | 10682.4878
1965 | 7420.3181 | 6743.8608 | 5380.1788 | 5872.1239 | 4710.1564 | 8170.8269 | 13776.6694 | 10756.2065 | 8310.5392 | 7333.1098 | 10878.6364 | 10976.9218 | 9299.9166 | 6784.7635
1966 | 7594.2942 | 6340.8327 | 4705.599 | 5564.5466 | 4767.261 | 5401.9506 | 7870.7844 | 7551.9544 | 4979.3414 | 9859.7666 | 6921.0516 | 6429.3558 | 5962.5072 | 7494.2848
1967 | 7146.8319 | 4980.2413 | 4227.0315 | 4873.3756 | 4335.8488 | 5129.1423 | 10784.1465 | 9387.9704 | 6239.0982 | 8059.5566 | 4783.4993 | 7736.5245 | 11435.0388 | 10586.7353
1968 | 8092.8457 | 6339.2809 | 4831.2739 | 5418.7478 | 4663.0683 | 5330.5553 | 8964.4713 | 9412.6245 | 6551.6018 | 5126.5799 | 5324.574 | 5574.8383 | 7656.6018 | 7174.1007
1969 | 8444.0199 | 6328.5449 | 5645.3345 | 6007.3327 | 5457.4514 | 5845.5346 | 12476.4204 | 9345.3062 | 7338.9875 | 9922.4508 | 10432.5388 | 13916.8074 | 9391.4619 | 6953.6668
1970 | 5623.7288 | 4131.8566 | 4233.2699 | 5297.6691 | 4327.941 | 4871.7419 | 6511.692 | 9785.9123 | 5576.077 | 5911.3524 | 6273.8674 | 7152.1953 | 8204.4591 | 6005.6029
1971 | 5711.1214 | 4964.2063 | 4198.1113 | 4790.1836 | 4421.3823 | 5755.0429 | 11252.0784 | 11792.1648 | 8097.8599 | 11063.1713 | 10317.9834 | 14858.8995 | 11419.4374 | 8770.8976
1972 | 8271.0153 | 7592.3628 | 5153.1555 | 5229.3443 | 4700.7149 | 5446.1912 | 11013.8823 | 10876.2994 | 14028.5142 | 12263.1589 | 7798.8462 | 14186.2391 | 13696.3495 | 11680.8868
1973 | 8474.1583 | 8071.0667 | 5295.1303 | 5405.6362 | 4493.6256 | 5993.307 | 6565.5658 | 5778.6833 | 4848.6843 | 4777.2005 | 4582.2209 | 5411.7626 | 5330.8788 | 5890.5146
1974 | 5469.3931 | 4119.4588 | 4001.4776 | 4633.5445 | 4811.4318 | 7263.8379 | 15232.3204 | 12253.8277 | 11171.53 | 10829.9554 | 11988.1083 | 14087.5564 | 15848.2034 | 12544.6023
1975 | 7362.1251 | 6910.4715 | 4835.6991 | 4828.5194 | 4342.4 | 5072.4392 | 7797.3423 | 8746.0868 | 8130.7002 | 7683.8325 | 6753.9441 | 9021.1202 | 9812.362 | 10782.1222
1976 | 5907.8532 | 5837.8135 | 4395.2689 | 5736.7139 | 5691.6043 | 8556.1711 | 12762.1674 | 9927.001 | 6787.5567 | 11878.2884 | 9802.0764 | 13199.5697 | 7464.3299 | 9662.42
1977 | 10428.0816 | 9427.8134 | 7753.106 | 5159.4933 | 4335.7025 | 5057.0101 | 4753.8085 | 5675.8862 | 3909.1101 | 4686.0726 | 5112.1035 | 5336.5689 | 5159.8468 | 5058.0026
1978 | 5156.3446 | 4467.5752 | 3770.7407 | 4321.3469 | 4661.5299 | 5505.506 | 7509.913 | 6138.2799 | 7519.418 | 9408.2948 | 7477.165 | 8542.1521 | 6845.1855 | 6501.5542

## Thermal
Thermal and Miscellaneous Generation averaged over the Period (HLH & LLH)
| Aug I | Aug II | Sep | Oct | Nov | Dec | Jan | Feb | Mar | Apr I | Apr II | May | Jun | Jul
Thermal | 961 | 961 | 961 | 961 | 961 | 961 | 961 | 961 | 961 | 961 | 0 | 0 | 961 | 961
Misc | 43 | 43 | 211 | 196 | 205 | 205 | 202 | 213 | 212 | 218 | 218 | 66 | 208 | 46
Total | 1004 | 1004 | 1172 | 1157 | 1166 | 1166 | 1163 | 1174 | 1173 | 1179 | 218 | 66 | 1169 | 1007

## System Obligations
System Obligations (Positive is a reduction in Slice Capability)
Average (HLH & LLH) | Aug I | Aug II | Sep | Oct | Nov | Dec | Jan | Feb | Mar | Apr I | Apr II | May | Jun | Jul
Canadian Entitlement Return | 300 | 300 | 300 | 300 | 300 | 300 | 300 | 300 | 300 | 300 | 300 | 300 | 300 | 300
CEAEA | -82.5 | -82.5 | -82.5 | -82.5 | -82.5 | -82.5 | -82.5 | -82.5 | -82.5 | -82.5 | -82.5 | -82.5 | -82.5 | -82.5
HLH
Canadian Entitlement Return | 519.2308 | 514.2857 | 519.2308 | 536.5385 | 519.2308 | 536.5385 | 516.6667 | 525 | 516.6667 | 562.5 | 519.2308 | 516.6667 | 519.2308 | 536.5385
CEAEA | -142.7885 | -141.4286 | -142.7885 | -147.5481 | -142.7885 | -147.5481 | -142.0833 | -144.375 | -142.0833 | -154.6875 | -142.7885 | -142.0833 | -142.7885 | -147.5481
LLH
Canadian Entitlement Return | 0 | 0 | 0 | 0 | 0 | 0 | 0 | 0 | 0 | 0 | 0 | 0 | 0 | 0
CEAEA | 0 | 0 | 0 | 0 | 0 | 0 | 0 | 0 | 0 | 0 | 0 | 0 | 0 | 0
Net System Obligation
HLH | 376.4423 | 372.8571 | 376.4423 | 388.9904 | 376.4423 | 388.9904 | 374.5833 | 380.625 | 374.5833 | 407.8125 | 376.4423 | 374.5833 | 376.4423 | 388.9904
LLH | 0 | 0 | 0 | 0 | 0 | 0 | 0 | 0 | 0 | 0 | 0 | 0 | 0 | 0
Average | 217.5 | 217.5 | 217.5 | 217.5 | 217.5 | 217.5 | 217.5 | 217.5 | 217.5 | 217.5 | 217.5 | 217.5 | 217.5 | 217.5

## Fed Hyd Ini
Generation from Hydro Independants averaged over the Period (HLH & LLH)
HYD Ini | Aug I | Aug II | Sep | Oct | Nov | Dec | Jan | Feb | Mar | Apr I | Apr II | May | Jun | Jul
1929
1930
1931
1932
1933
1934
1935
1936
1937
1938
1939
1940
1941
1942
1943
1944
1945
1946
1947
1948
1949
1950
1951
1952
1953
1954
1955
1956
1957
1958
1959
1960
1961
1962
1963
1964
1965
1966
1967
1968
1969
1970
1971
1972
1973
1974
1975
1976
1977
1978
Note on A1: Mesa, Philip A.: Hydro Independants are already included in the HLH & LLH Hydro Generation data so they are zeroed out here.

## HLH Tot Gen
Total Generation from Hydro, Themal, Misc. and Hydro Independants (less transmission losses) averaged over the Period (HLH)
HLH | Aug I | Aug II | Sep | Oct | Nov | Dec | Jan | Feb | Mar | Apr I | Apr II | May | Jun | Jul | Total MW-Hrs | Losses | 2.82%
1929 | 11822.7716 | 8435.8464 | 7994.3237 | 9246.6408 | 7525.8431 | 9563.9136 | 7753.8874 | 8951.9125 | 7468.0467 | 7075.5584 | 8300.3043 | 7480.9508 | 11033.8541 | 9245.1359 | 43396557.0948
1930 | 8382.934 | 7947.3496 | 8051.569 | 8472.5359 | 8449.4543 | 9821.7903 | 7834.1119 | 8292.0295 | 7177.0299 | 8600.8111 | 11656.1401 | 6824.8855 | 8272.6136 | 9670.686 | 42156270.6148
1931 | 9289.8624 | 8479.0281 | 7421.0414 | 8295.8868 | 8550.9897 | 10198.4436 | 6863.3538 | 6793.1215 | 7148.4703 | 9975.8505 | 7436.615 | 10324.7583 | 8996.0865 | 9977.6053 | 42646797.2703
1932 | 8665.4424 | 7600.676 | 7307.8571 | 8431.2548 | 8433.6839 | 9108.3026 | 6979.8739 | 8516.6998 | 11181.4933 | 14378.7784 | 12198.0909 | 12990.0925 | 13943.7226 | 11376.1737 | 49908748.901
1933 | 9752.6886 | 9014.3918 | 8429.0559 | 9349.9809 | 8184.2431 | 9903.6068 | 14827.2427 | 12059.1733 | 8627.3991 | 11942.9215 | 8399.2474 | 10976.5567 | 15984.5703 | 13323.9614 | 54705841.7119
1934 | 11718.9529 | 11799.7028 | 9103.5625 | 10884.9053 | 10879.1553 | 15585.2447 | 17093.5947 | 15228.7305 | 13241.4997 | 14956.2795 | 13467.0406 | 12184.3295 | 10205.9248 | 8347.7374 | 62012365.8624
1935 | 7457.2515 | 6885.672 | 7582.4359 | 8057.0777 | 7687.1626 | 9301.398 | 14286.6409 | 11137.4869 | 10331.2079 | 12449.4454 | 9615.0234 | 10043.3577 | 12686.9062 | 11357.7722 | 50310018.4449
1936 | 10148.9179 | 7085.3008 | 7728.6598 | 8858.8063 | 7952.0374 | 9774.112 | 8404.109 | 9139.605 | 8116.2424 | 8291.5701 | 13252.1617 | 14007.3332 | 11048.863 | 11003.2995 | 48192245.1125
1937 | 8905.6593 | 7983.6617 | 8065.2115 | 8499.7881 | 8079.701 | 9660.8113 | 7751.5143 | 8127.841 | 6743.6117 | 6820.7855 | 5803.5055 | 9264.6333 | 8861.7423 | 9227.5519 | 41338983.6232
1938 | 9095.0927 | 8135.0887 | 8333.1741 | 8637.6617 | 8646.8532 | 10381.6842 | 13862.0958 | 10048.9369 | 12843.6818 | 12462.1351 | 11487.2787 | 13240.2351 | 13821.9357 | 10284.0032 | 54615402.201
1939 | 8523.6839 | 7158.9921 | 7889.7645 | 9350.6665 | 7638.4167 | 9365.9547 | 7857.7741 | 11751.3804 | 10677.6083 | 11858.935 | 11126.7991 | 11029.6763 | 8094.6562 | 11629.8902 | 47703714.7974
1940 | 9891.5478 | 7794.2321 | 8037.3157 | 9309.8065 | 8193.2154 | 9555.492 | 9104.6199 | 10390.8316 | 12842.2849 | 11853.4441 | 10881.0835 | 9220.9903 | 7204.7745 | 9589.5626 | 47383395.8991
1941 | 8968.0257 | 7568.8478 | 8498.6834 | 9510.3852 | 8008.8834 | 9579.0619 | 8819.0931 | 8444.8067 | 9147.619 | 7800.6311 | 9094.6836 | 8666.996 | 10601.5332 | 8296.3777 | 44368643.0073
1942 | 8436.0765 | 7691.5874 | 7852.2233 | 9301.5519 | 8606.1974 | 13162.9311 | 13815.7998 | 11266.7164 | 7331.0386 | 10134.0919 | 9693.2434 | 10897.5853 | 12125.6739 | 12240.6979 | 51937508.4971
1943 | 12069.9425 | 9628.9473 | 8685.3382 | 9134.024 | 7707.4249 | 9462.2841 | 14084.9106 | 14037.1251 | 12928.0288 | 15839.6791 | 14210.6683 | 12967.6832 | 14359.5817 | 12758.4585 | 59162913.0126
1944 | 11737.3536 | 10050.1081 | 7960.0118 | 9394.7898 | 7605.3713 | 9510.2002 | 7834.8522 | 9344.6291 | 6722.2805 | 7102.7927 | 7748.3858 | 8212.8652 | 9573.6231 | 8198.7325 | 42825945.9493
1945 | 8657.8289 | 7561.8061 | 7293.3803 | 8578.2011 | 8503.0806 | 9080.0263 | 7084.741 | 7481.8991 | 7193.6669 | 7919.0797 | 8540.0811 | 11659.1799 | 11580.3747 | 11189.2326 | 44258867.241
1946 | 9447.6019 | 8560.0306 | 8210.9714 | 8383.6588 | 7825.0522 | 10940.9389 | 15095.6457 | 10571.7791 | 11773.4252 | 12699.345 | 12690.4085 | 13406.3282 | 14067.8089 | 11769.1184 | 55877143.0813
1947 | 11129.1134 | 7685.6698 | 8683.6333 | 9390.8215 | 7996.4062 | 13009.7023 | 15892.5418 | 15177.1021 | 11473.5525 | 12218.3296 | 11099.582 | 13196.9689 | 13582.9805 | 11337.0567 | 58666578.2092
1948 | 11024.4631 | 8131.1269 | 8450.9556 | 12630.2282 | 10031.7157 | 11093.1104 | 16108.447 | 13505.6904 | 10145.893 | 10602.3682 | 11835.5207 | 15228.4635 | 17359.2653 | 12797.9834 | 61821775.5961
1949 | 11898.7159 | 12075.0862 | 9315.4244 | 9877.6546 | 7782.6979 | 9377.9385 | 12333.6797 | 10164.7662 | 14798.948 | 13256.6859 | 13052.7453 | 13812.2434 | 13362.6845 | 7886.6518 | 55994330.9986
1950 | 7225.3024 | 6506.2996 | 7874.7558 | 8658.2924 | 7401.8575 | 10752.938 | 14884.7769 | 13476.0628 | 14104.5246 | 14840.3118 | 12435.9056 | 12764.1717 | 16046.8264 | 12972.2096 | 58110652.7326
1951 | 11332.9802 | 10548.2362 | 8671.5575 | 10956.282 | 10686.2609 | 14131.5764 | 16692.9356 | 16476.3483 | 13420.0589 | 14520.3067 | 13003.4669 | 13401.0685 | 12400.6264 | 12475.7834 | 64175665.7591
1952 | 11889.8711 | 10794.4716 | 8626.8601 | 11875.0686 | 8714.006 | 11842.2348 | 15513.4462 | 12846.3459 | 11030.7794 | 14853.6205 | 13723.9455 | 14474.6713 | 14130.6711 | 10653.5321 | 60641117.976
1953 | 11105.135 | 7784.4058 | 7905.4024 | 8805.3819 | 7703.7216 | 9804.9953 | 9057.454 | 15635.3698 | 12269.5065 | 9653.4135 | 9357.9863 | 11419.7258 | 14907.7997 | 12751.1915 | 53745494.8613
1954 | 11963.9505 | 10619.7344 | 8751.5443 | 9863.703 | 8253.6446 | 9954.5444 | 13210.9336 | 16118.8848 | 11298.211 | 12378.909 | 10885.9321 | 12935.6785 | 14722.8112 | 13105.41 | 58769251.4449
1955 | 12258.0386 | 11395.2509 | 12263.053 | 10821.1009 | 9273.0367 | 10268.6443 | 12165.6682 | 11252.3276 | 7208.1235 | 10580.559 | 9930.3358 | 9462.4828 | 15635.1691 | 13425.9082 | 55799105.2479
1956 | 11720.199 | 11300.8383 | 8893.0524 | 10527.2519 | 9799.6915 | 13819.4844 | 16940.9944 | 15236.2851 | 13550.4751 | 14051.8947 | 14570.004 | 14900.0818 | 16506.235 | 12753.237 | 66233961.5399
1957 | 12146.8273 | 10796.0327 | 8534.4296 | 10035.8019 | 7620.4214 | 10544.0566 | 11839.9519 | 14236.7059 | 11165.9687 | 14440.7517 | 10131.1967 | 15396.3153 | 15134.9191 | 10392.4224 | 57782438.8667
1958 | 9745.1885 | 7960.3987 | 8087.3035 | 9116.4757 | 7569.1189 | 9483.2487 | 11936.7454 | 15416.168 | 10088.8628 | 10784.0292 | 12257.4921 | 14803.806 | 14429.2572 | 9817.4 | 54597502.317
1959 | 9590.7565 | 8149.6688 | 8062.2601 | 9713.6594 | 8966.4463 | 11811.7395 | 16724.6028 | 15379.3299 | 12333.2678 | 12329.6065 | 9319.0491 | 12550.623 | 14696.5636 | 12833.5814 | 59497629.8623
1960 | 11903.3696 | 10346.0073 | 12087.4685 | 13499.9515 | 11299.5022 | 12374.8595 | 15264.4543 | 11621.6645 | 11854.0795 | 16178.8456 | 12154.7491 | 10898.2437 | 12787.8677 | 11655.1894 | 61975112.6339
1961 | 11405.4504 | 7831.2454 | 8373.5519 | 9797.4987 | 8425.8827 | 8901.0903 | 14230.6864 | 15472.0225 | 12230.1305 | 12030.4589 | 8405.8649 | 12913.7205 | 14675.5695 | 11001.536 | 56584711.2011
1962 | 10779.6786 | 8261.0276 | 7838.2695 | 9442.1307 | 7415.8739 | 9172.5674 | 14329.6942 | 9538.0982 | 9102.1859 | 13426.9223 | 12599.0313 | 11282.2379 | 10939.824 | 12111.4642 | 51629113.5394
1963 | 11839.4751 | 9616.67 | 8029.4227 | 10432.1665 | 9219.3709 | 11819.2269 | 15013.3979 | 12578.1199 | 9433.1053 | 11488.3999 | 10404.2913 | 10470.3386 | 12986.7513 | 11792.2914 | 55640843.5675
1964 | 11601.2885 | 9307.6785 | 9212.909 | 9309.0813 | 7625.1833 | 9052.9536 | 11638.5731 | 14222.3296 | 8172.2889 | 11966.8124 | 8955.1825 | 10959.984 | 15692.2896 | 13145.3063 | 54052366.7681
1965 | 11967.026 | 11240.94 | 9694.8927 | 10898.1925 | 8541.3963 | 14301.2501 | 17693.5093 | 15781.4622 | 13589.0744 | 12146.9178 | 13700.9601 | 13626.2871 | 15013.1676 | 11687.5436 | 64826593.7381
1966 | 11893.2679 | 10941.7367 | 8705.5533 | 10246.2779 | 8620.5188 | 10429.7548 | 13992.6453 | 13507.2085 | 9334.853 | 14028.36 | 9904.847 | 10199.9027 | 10071.6504 | 12120.7869 | 54389936.8749
1967 | 11709.1705 | 8038.444 | 8141.2646 | 9231.7047 | 7615.2185 | 9709.2463 | 15209.7328 | 15201.9169 | 11450.4778 | 11139.7643 | 6914.1818 | 10645.5731 | 15150.2626 | 12836.1692 | 55843226.3026
1968 | 11605.0301 | 10919.2808 | 8961.0738 | 9961.3168 | 8283.3372 | 10315.0974 | 14831.5278 | 14999.2025 | 12231.5075 | 8676.8164 | 8315.1295 | 8048.064 | 13079.0449 | 11851.8155 | 55162850.6696
1969 | 11870.9696 | 10999.6782 | 10663.8444 | 11058.0851 | 10000.7104 | 11485.3625 | 16995.7436 | 15634.8316 | 12797.9504 | 14243.053 | 14277.7344 | 14763.1428 | 14731.7538 | 11762.2263 | 64885878.069
1970 | 10337.6568 | 7303.9088 | 8058.8047 | 9918.408 | 7591.6562 | 9194.1126 | 11189.9383 | 14695.2417 | 10635.4773 | 9608.1039 | 9653.7998 | 11167.6731 | 13687.2087 | 10542.3206 | 52075926.1567
1971 | 10439.248 | 8039.0434 | 7802.8559 | 9037.1021 | 7383.159 | 10809.2286 | 17209.9593 | 16638.2755 | 13742.9724 | 14087.444 | 12205.1917 | 14665.3174 | 16279.4457 | 13253.0689 | 62170741.7281
1972 | 11975.677 | 11768.2101 | 9367.3785 | 9764.2559 | 8241.0957 | 10244.5547 | 16838.6837 | 16700.1499 | 16213.3381 | 15261.1547 | 11024.4484 | 14428.5847 | 16527.538 | 13037.1183 | 65222413.972
1973 | 12133.8682 | 11808.0495 | 9603.5504 | 9946.9033 | 7753.7959 | 11158.4889 | 11320.7914 | 10635.9755 | 9366.0215 | 7390.0161 | 7210.5881 | 7874.7599 | 9352.8901 | 10245.3181 | 48663700.9544
1974 | 9818.7482 | 7256.8085 | 7460.525 | 8771.2001 | 8470.2287 | 13691.5462 | 17775.8493 | 16662.2477 | 14578.3667 | 14815.8243 | 14037.3328 | 14042.0555 | 16814.6807 | 13887.0345 | 64617330.1975
1975 | 11852.0813 | 11234.2934 | 8980.0315 | 9093.7418 | 7567.4449 | 9504.8982 | 13810.0555 | 13749.6701 | 13548.1083 | 12023.7947 | 9851.4262 | 11661.1551 | 15172.7285 | 13568.4063 | 58052695.4197
1976 | 10428.7243 | 9459.5333 | 8406.8945 | 10661.1523 | 10356.6239 | 15440.0594 | 17118.0712 | 15701.2582 | 11861.3505 | 15018.5631 | 12065.9102 | 14098.0686 | 12974.928 | 12638.1161 | 63638896.5915
1977 | 12703.2652 | 11578.6093 | 13062.7178 | 9815.3942 | 7585.8292 | 9654.425 | 8279.1608 | 9814.6021 | 6111.7314 | 6799.7693 | 8257.5289 | 7988.9977 | 9115.1529 | 8284.1669 | 45623286.3613
1978 | 8556.6747 | 7683.8377 | 6865.3647 | 8258.6498 | 8335.812 | 9873.9744 | 12972.3435 | 10006.0679 | 12939.3158 | 13043.1153 | 10769.8577 | 11315.3262 | 11039.9528 | 11593.1845 | 51452010.5871
Note on A11: Mesa, Philip A.: 1937 establishes the Critical Inventory

## LLH Tot Gen
Total Generation from Hydro, Themal, Misc. and Hydro Independants (less transmission losses) averaged over the Period (LLH)
LLH | Aug I | Aug II | Sep | Oct | Nov | Dec | Jan | Feb | Mar | Apr I | Apr II | May | Jun | Jul | Total MW-Hrs
1929 | 7833.1856 | 6204.0565 | 5193.994 | 5872.4723 | 5272.4729 | 5977.2713 | 5387.8705 | 6202.701 | 5494.6903 | 5883.9729 | 5174.8914 | 5194.5755 | 7552.9299 | 6474.0437 | 22248927.4294
1930 | 5838.0979 | 5635.9391 | 5184.8944 | 5406.6168 | 5626.7934 | 6075.513 | 5417.2266 | 6005.4102 | 5370.7207 | 6150.0133 | 7814.4335 | 4716.8566 | 5663.8675 | 6502.2652 | 21484644.5549
1931 | 6246.7304 | 6154.3996 | 4999.2089 | 5371.2115 | 5685.9471 | 6039.7568 | 5157.6311 | 5127.9664 | 5383.7005 | 7253.1146 | 4776.9524 | 6365.9058 | 5988.062 | 6503.3266 | 21575286.3848
1932 | 6004.1371 | 5316.5877 | 4889.7497 | 5392.37 | 5628.0166 | 5774.3007 | 5106.6457 | 6101.9392 | 7299.1483 | 11036.6388 | 10238.855 | 8840.4151 | 8999.083 | 7212.0837 | 25521273.5544
1933 | 6315.9294 | 6517.2205 | 5399.7547 | 5970.6214 | 5599.4312 | 6071.1704 | 11071.4062 | 8160.8284 | 5779.6324 | 9638.04 | 5968.3722 | 7334.7117 | 12954.7056 | 12610.0567 | 29793221.7937
1934 | 8076.6819 | 8703.9626 | 6019.0789 | 6807.4138 | 7001.2653 | 9817.4623 | 15531.4866 | 11932.246 | 9415.7971 | 14271.8118 | 12127.494 | 11678.9372 | 7016.195 | 5861.1235 | 35191716.6527
1935 | 5118.1042 | 4759.8775 | 4958.1125 | 5185.7645 | 5421.1362 | 5893.9409 | 10388.8312 | 7298.2574 | 6360.0974 | 10756.7679 | 6477.5672 | 6663.7986 | 8287.2712 | 7652.2394 | 25556628.4146
1936 | 6375.2006 | 4953.8662 | 5021.873 | 5625.9682 | 5440.0768 | 5943.1335 | 5893.2004 | 6418.7509 | 5791.2478 | 6084.6306 | 10099.0399 | 9134.1466 | 7592.9485 | 6885.6876 | 24204782.8928 | HLH Total | Total (aMWs)
1937 | 6157.9943 | 5734.2316 | 5257.5824 | 5452.6223 | 5500.9423 | 5939.5196 | 5440.7127 | 6014.8738 | 5364.5263 | 5847.4378 | 4616.0081 | 6272.6685 | 6212.0829 | 6390.8891 | 21589984.626 | 41338983.6232 | 7183.6722
1938 | 6199.2914 | 5850.7468 | 5372.1814 | 5532.1698 | 5751.2647 | 6337.5867 | 9122.8967 | 6842.3806 | 8468.543 | 9035.1528 | 7500.0792 | 10709.8427 | 8800.3101 | 6743.4078 | 27498874.9699
1939 | 5977.7694 | 5202.49 | 5137.4137 | 6008.6747 | 5339.6062 | 5957.7443 | 5411.0294 | 8349.3052 | 6646.4936 | 8000.9692 | 7340.1735 | 6776.9235 | 5613.7709 | 7464.5555 | 23746795.7916
1940 | 6399.5247 | 5560.9779 | 5220.5762 | 5904.8285 | 5517.9567 | 5968.3838 | 6058.0561 | 7311.8406 | 7876.3533 | 8011.2674 | 7520.7138 | 6095.5226 | 5211.7842 | 6487.1596 | 23577772.9271
1941 | 6167.0346 | 5333.0738 | 5468.6323 | 6061.1805 | 5501.5276 | 6004.0537 | 5996.032 | 5921.4642 | 5787.7048 | 5712.7646 | 5456.7783 | 5891.5208 | 7288.1982 | 5950.6144 | 22259657.1161
1942 | 5932.3928 | 5510.882 | 5186.6096 | 6061.3591 | 5844.0405 | 7763.1188 | 9002.3 | 7439.6691 | 5584.5719 | 7005.3625 | 6073.8219 | 6736.9745 | 7987.7548 | 8294.3881 | 25715834.59
1943 | 8354.8462 | 6711.6881 | 5660.9314 | 5861.7673 | 5426.3303 | 6048.3062 | 9201.5208 | 9334.2825 | 8399.1822 | 13227.7917 | 10628.2293 | 10282.0009 | 9238.6474 | 8303.6764 | 30378429.868
1944 | 7713.4506 | 6797.8849 | 5271.7445 | 5994.903 | 5328.5535 | 6071.6991 | 5478.0551 | 6351.2801 | 5193.2316 | 5957.855 | 4962.4969 | 5515.0486 | 6582.4604 | 5951.3981 | 22028093.0904
1945 | 6045.3714 | 5242.5377 | 4973.2951 | 5505.5889 | 5688.2668 | 5755.0649 | 5139.5581 | 5595.1877 | 5428.1376 | 5903.3349 | 5304.8584 | 7276.6321 | 7926.1422 | 7067.2354 | 22396855.2504
1946 | 6283.5664 | 6316.8406 | 5331.5168 | 5438.6671 | 5498.8562 | 6585.9175 | 10091.8184 | 7128.9211 | 7708.0106 | 8955.3304 | 9447.4929 | 11872.8799 | 9212.9014 | 7581.1238 | 28741153.2224
1947 | 7111.5355 | 5372.305 | 5678.7918 | 6162.5464 | 5610.4802 | 7988.2607 | 12079.028 | 10442.1937 | 7353.0499 | 8455.3471 | 7784.0426 | 9104.6803 | 8670.1312 | 7180.5903 | 29519372.2175
1948 | 6834.4469 | 5964.7653 | 5465.0238 | 7976.0391 | 6488.0745 | 6677.1987 | 12079.9936 | 9073.1916 | 6599.1183 | 8119.859 | 8925.6919 | 13618.1361 | 17342.3972 | 10658.9042 | 34612073.686
1949 | 8068.637 | 8701.6225 | 6167.905 | 6373.2514 | 5423.8403 | 5951.4265 | 8145.6095 | 6909.092 | 10584.5271 | 9543.2142 | 10540.669 | 8951.1905 | 8617.0128 | 5728.7319 | 28515507.5286
1950 | 4916.6857 | 4687.7118 | 5168.2253 | 5591.565 | 5344.2354 | 6381.5242 | 10165.0538 | 8974.3452 | 9373.9796 | 11512.8163 | 9724.8159 | 9210.1991 | 15118.9609 | 10075.0678 | 31487814.8521
1951 | 7041.9124 | 6925.1925 | 5653.0763 | 6910.1024 | 7070.5331 | 8612.9721 | 13540.4465 | 11444.866 | 9200.5202 | 12177.157 | 11078.4615 | 12312.1026 | 8181.6011 | 8970.136 | 34529726.0577
1952 | 8062.934 | 7097.4285 | 5613.5305 | 7424.2415 | 5759.8865 | 7166.4153 | 11650.6498 | 8216.2137 | 6923.0334 | 12059.4891 | 9929.0331 | 12933.265 | 8979.2939 | 6950.0269 | 31345367.5014
1953 | 6858.3131 | 5633.0079 | 5217.8264 | 5661.0874 | 5402.6823 | 6015.8545 | 6438.3544 | 12090.9052 | 7975.1255 | 6949.9361 | 6064.4786 | 7644.594 | 9888.5773 | 8703.4099 | 27316952.1109
1954 | 8245.2432 | 6954.3957 | 5679.8009 | 6322.7533 | 5618.4338 | 6224.6028 | 8405.087 | 13113.4289 | 7019.1637 | 8968.1326 | 7544.4437 | 10595.6874 | 14049.5535 | 10444.2217 | 32161235.377
1955 | 9575.1448 | 8427.437 | 7344.6341 | 6771.6325 | 6092.8759 | 6173.113 | 7589.4381 | 7235.0251 | 5194.7055 | 7424.7769 | 6099.0815 | 6281.3387 | 10995.4846 | 13156.4787 | 28999184.4382
1956 | 7998.0017 | 7811.0455 | 5771.7612 | 6660.1302 | 6398.1783 | 8718.9928 | 13794.7808 | 10323.5391 | 9399.9452 | 11026.9009 | 12553.7343 | 14688.1658 | 14033.7511 | 9135.7039 | 37025577.2015
1957 | 8472.0446 | 7028.7692 | 5526.7096 | 6456.828 | 5381.0045 | 6561.6838 | 7406.5969 | 10631.4531 | 7488.6912 | 12412.9575 | 7616.3865 | 13206.1445 | 10606.3875 | 6730.3158 | 30502829.1963
1958 | 6324.0176 | 5746.3373 | 5268.6496 | 5864.4517 | 5348.4711 | 6031.0231 | 7609.5701 | 12090.7922 | 6468.0529 | 7369.7706 | 8359.7174 | 10872.329 | 9398.2758 | 6633.7222 | 27818253.4375
1959 | 6322.9228 | 5926.1418 | 5279.4385 | 6199.0647 | 5971.165 | 7215.0272 | 13311.5753 | 10454.4192 | 7882.5176 | 9919.3597 | 6842.1986 | 8968.7273 | 12279.6972 | 8923.5445 | 31517362.3317
1960 | 8171.5903 | 6880.6974 | 7241.1713 | 8745.6416 | 7378.6442 | 7358.4696 | 11725.7754 | 7493.6954 | 7311.5387 | 14028.8134 | 9188.219 | 6887.5411 | 8341.5402 | 7692.5316 | 31128733.3427
1961 | 7605.5904 | 5638.0013 | 5436.7392 | 6181.0465 | 5740.3892 | 5713.8853 | 9669.9611 | 11832.7957 | 7703.5275 | 9209.675 | 5577.8015 | 10456.0521 | 13994.8092 | 6923.8706 | 30368679.2916
1962 | 6558.2892 | 5984.1337 | 5138.3561 | 6022.0062 | 5357.5425 | 5875.1556 | 9535.9473 | 6644.1294 | 5837.6699 | 11084.2171 | 9728.4305 | 7190.8438 | 7736.9117 | 7998.0378 | 26317212.1666
1963 | 7842.95 | 6640.1629 | 5256.1278 | 6640.8977 | 6115.9934 | 7004.6152 | 10038.5321 | 8117.1762 | 5908.582 | 7514.9957 | 6346.0716 | 6730.0905 | 8317.844 | 7828.9143 | 26924072.7383
1964 | 7431.234 | 6618.4554 | 6020.4847 | 5959.1109 | 5384.0355 | 5765.4283 | 7258.4635 | 10665.9968 | 5679.1482 | 8877.0255 | 5886.2346 | 7186.3207 | 13081.4585 | 11359.8443 | 28940437.646
1965 | 8186.7523 | 7529.3712 | 6367.4073 | 6830.9026 | 5710.4488 | 9073.5284 | 14518.3708 | 11593.7746 | 9216.1034 | 8272.0683 | 10783.7112 | 10731.5114 | 10173.6931 | 7572.0358 | 34035064.0028
1966 | 8355.8223 | 7137.7084 | 5711.8507 | 6531.999 | 5765.943 | 6382.7344 | 8779.0316 | 8479.8824 | 5978.8454 | 10727.4733 | 6937.7303 | 6312.1867 | 6930.3987 | 8261.5486 | 26826845.8923
1967 | 7920.9784 | 5815.4857 | 5246.7788 | 5860.319 | 5346.6967 | 6117.6193 | 11610.2369 | 10264.1228 | 7203.0771 | 8978.0293 | 4860.457 | 7582.4933 | 12248.6049 | 11266.7919 | 30141388.0528
1968 | 8840.3146 | 7136.2004 | 5833.9816 | 6390.3117 | 5664.6886 | 6313.3525 | 9841.8766 | 10288.0817 | 7506.768 | 6127.7626 | 5386.2734 | 5481.7666 | 8576.7199 | 7950.3937 | 27297202.9419
1969 | 9181.5857 | 7125.7671 | 6625.0857 | 6962.2985 | 6436.6701 | 6813.8093 | 13254.7887 | 10222.6618 | 8271.9495 | 10788.3899 | 10350.1936 | 13588.4922 | 10262.6569 | 7736.176 | 33968131.6984
1970 | 6440.8269 | 4991.0255 | 5252.8413 | 6272.6475 | 5339.0119 | 5867.4776 | 7458.2656 | 10650.8427 | 6558.753 | 6890.4045 | 6308.7968 | 7014.6422 | 9109.1275 | 6814.8475 | 25729744.8329
1971 | 6525.755 | 5799.9029 | 5218.6742 | 5779.473 | 5429.8181 | 6725.8695 | 12064.9732 | 12600.519 | 9009.4216 | 11896.9421 | 10238.8687 | 14504.0174 | 12233.4435 | 9502.1609 | 34378877.1772
1972 | 9013.4599 | 8353.9453 | 6146.7861 | 6206.2494 | 5701.2735 | 6425.7274 | 11833.4942 | 11710.4809 | 14772.8315 | 13063.09 | 7790.7712 | 13850.326 | 14446.1467 | 12330.0884 | 38261563.4567
1973 | 9210.8743 | 8819.1498 | 6284.7572 | 6377.5698 | 5500.0242 | 6957.4146 | 7510.6203 | 6756.6176 | 5851.8728 | 5788.2357 | 4664.8547 | 5323.2897 | 6316.5822 | 6703.0047 | 24343743.4268
1974 | 6290.8434 | 4978.9772 | 5027.5855 | 5627.2511 | 5808.8682 | 8192.1165 | 15932.9724 | 13049.1629 | 11996.4142 | 11670.3029 | 11861.8961 | 13754.4261 | 16537.3182 | 13169.4471 | 39453930.04
1975 | 8130.2003 | 7691.2834 | 5838.282 | 5816.7278 | 5353.0631 | 6062.5152 | 8707.6607 | 9640.3403 | 9041.3358 | 8612.9006 | 6775.3353 | 8830.8634 | 10671.6876 | 11456.6689 | 30313089.4398
1976 | 6716.939 | 6648.8744 | 5410.2719 | 6699.3111 | 6664.2199 | 9448.0059 | 13532.4777 | 10787.9527 | 7736.069 | 12689.0728 | 9737.5103 | 12891.4806 | 8389.87 | 10368.5423 | 34379887.1648
1977 | 11109.6969 | 10137.6363 | 8673.418 | 6138.3682 | 5346.5545 | 6047.5212 | 5749.9545 | 6656.7194 | 4938.7946 | 5699.6775 | 5179.7945 | 5250.2164 | 6150.3733 | 5893.9695 | 24007641.6787
1978 | 5986.6229 | 5317.2768 | 4803.3554 | 5323.8575 | 5663.1936 | 6483.3695 | 8428.3368 | 7106.0736 | 8447.2918 | 10288.7331 | 7478.1613 | 8365.4022 | 7788.1855 | 7296.813 | 26363233.8329
Note on A11: Mesa, Philip A.: 1937 establishes the Critical Inventory

## HLH Slice Load
Slice Power Deliveries averaged over the Period (HLH)
HLH | Aug I | Aug II | Sep | Oct | Nov | Dec | Jan | Feb | Mar | Apr I | Apr II | May | Jun | Jul | Total (MW-Hr)
1929 | 454.7418 | 324.4698 | 307.4874 | 355.6555 | 289.4681 | 367.8589 | 298.2394 | 344.3193 | 287.2451 | 272.1487 | 319.2564 | 287.7414 | 424.3975 | 355.5976 | 1669171.0813
1930 | 322.4346 | 305.6806 | 309.6892 | 325.881 | 324.9932 | 377.7776 | 301.3251 | 318.9381 | 276.0516 | 330.8148 | 448.3326 | 262.507 | 318.1913 | 371.9657 | 1621465.6765
1931 | 357.318 | 326.1307 | 285.4371 | 319.0865 | 328.8985 | 392.2649 | 263.9867 | 261.2853 | 274.9531 | 383.7033 | 286.0361 | 397.1234 | 346.0184 | 383.7708 | 1640332.9084
1932 | 333.3008 | 292.3464 | 281.0837 | 324.2932 | 324.3866 | 350.3346 | 268.4684 | 327.5797 | 430.0762 | 553.054 | 469.1778 | 499.6407 | 536.3204 | 437.5642 | 1919650.9112
1933 | 375.1198 | 346.7225 | 324.2086 | 359.6303 | 314.7923 | 380.9246 | 570.3034 | 463.8346 | 331.8375 | 459.3632 | 323.0621 | 422.1937 | 614.818 | 512.4824 | 2104162.5207
1934 | 450.7486 | 453.8545 | 350.1523 | 418.6684 | 418.4473 | 599.4586 | 657.4746 | 585.7459 | 509.3106 | 575.2666 | 517.9857 | 468.6485 | 392.5527 | 321.0808 | 2385194.9258
1935 | 286.8299 | 264.8451 | 291.6449 | 309.9011 | 295.673 | 357.7617 | 549.5101 | 428.3835 | 397.3715 | 478.8457 | 369.8247 | 386.2998 | 487.9792 | 436.8564 | 1935085.0277
1936 | 390.36 | 272.5234 | 297.2691 | 340.7382 | 305.8609 | 375.9438 | 323.249 | 351.5386 | 312.1768 | 318.9204 | 509.7207 | 538.7671 | 424.9748 | 423.2223 | 1853628.6579
1937 | 342.5403 | 307.0773 | 310.214 | 326.9292 | 310.7713 | 371.5859 | 298.1482 | 312.6229 | 259.381 | 262.3493 | 223.2215 | 356.3476 | 340.8511 | 354.9213 | 1590030.1917
1938 | 349.8265 | 312.9017 | 320.5207 | 332.2322 | 332.5858 | 399.3129 | 533.1808 | 386.5144 | 494.0093 | 479.3338 | 441.8377 | 509.262 | 531.6361 | 395.5558 | 2100683.9264
1939 | 327.8483 | 275.3578 | 303.4657 | 359.6567 | 293.7981 | 360.2447 | 302.2352 | 451.9959 | 410.6951 | 456.1328 | 427.9725 | 424.2368 | 311.3465 | 447.323 | 1834838.2116
1940 | 380.4607 | 299.7912 | 309.141 | 358.0851 | 315.1374 | 367.5349 | 350.1929 | 399.6648 | 493.9556 | 455.9216 | 418.5214 | 354.6689 | 277.1188 | 368.8454 | 1822517.7172
1941 | 344.9391 | 291.1222 | 326.8867 | 365.8 | 308.0474 | 368.4415 | 339.2107 | 324.8144 | 351.8468 | 300.0373 | 349.8108 | 333.3605 | 407.769 | 319.1054 | 1706560.6302
1942 | 324.4786 | 295.8432 | 302.0218 | 357.7676 | 331.022 | 506.2886 | 531.4001 | 433.3541 | 281.9753 | 389.7898 | 372.8333 | 419.1562 | 466.3924 | 470.8166 | 1997683.5266
1943 | 464.2488 | 370.3603 | 334.066 | 351.3239 | 296.4523 | 363.9499 | 541.7509 | 539.913 | 497.2535 | 609.245 | 546.588 | 498.7788 | 552.3157 | 490.7313 | 2275595.8099
1944 | 451.4563 | 386.5595 | 306.1676 | 361.3538 | 292.527 | 365.7929 | 301.3536 | 359.4245 | 258.5605 | 273.1962 | 298.0278 | 315.8932 | 368.2323 | 315.3496 | 1647223.5425
1945 | 333.0079 | 290.8514 | 280.5269 | 329.9452 | 327.0558 | 349.247 | 272.5019 | 287.7779 | 276.6916 | 304.5933 | 328.479 | 448.4495 | 445.4184 | 430.3739 | 1702338.3014
1946 | 363.3851 | 329.2463 | 315.8204 | 322.4625 | 300.9767 | 420.8237 | 580.6271 | 406.6246 | 452.8438 | 488.4576 | 488.1139 | 515.6505 | 541.0932 | 452.6781 | 2149214.5364
1947 | 428.0615 | 295.6156 | 334.0004 | 361.2012 | 307.5675 | 500.395 | 611.2782 | 583.7601 | 441.3097 | 469.9562 | 426.9256 | 507.5978 | 522.4451 | 436.0596 | 2256505.1779
1948 | 424.0363 | 312.7493 | 325.0509 | 485.7992 | 385.852 | 426.6767 | 619.5827 | 519.4723 | 390.2437 | 407.8012 | 455.2322 | 585.7357 | 667.6931 | 492.2516 | 2377864.2116
1949 | 457.6629 | 464.4466 | 358.3012 | 379.9263 | 299.3476 | 360.7057 | 474.393 | 390.9696 | 569.2151 | 509.8948 | 502.0505 | 531.2633 | 513.9718 | 303.346 | 2153721.9604
1950 | 277.9084 | 250.2532 | 302.8884 | 333.0258 | 284.6992 | 413.5926 | 572.5164 | 518.3327 | 542.5054 | 570.8061 | 478.3249 | 490.9511 | 617.2125 | 498.9529 | 2235122.4971
1951 | 435.9028 | 405.7191 | 333.536 | 421.4138 | 411.0279 | 543.5459 | 642.064 | 633.7333 | 516.1786 | 558.4977 | 500.1551 | 515.4482 | 476.968 | 479.8587 | 2468402.3937
1952 | 457.3227 | 415.1901 | 331.8168 | 456.7533 | 335.1687 | 455.4904 | 596.697 | 494.1118 | 424.2792 | 571.318 | 527.8671 | 556.7424 | 543.511 | 409.7691 | 2332452.3243
1953 | 427.1392 | 299.4133 | 304.0672 | 338.6833 | 296.3099 | 377.1316 | 348.3788 | 601.3866 | 471.9247 | 371.3013 | 359.9382 | 439.2394 | 573.4019 | 490.4518 | 2067224.4938
1954 | 460.172 | 408.4691 | 336.6125 | 379.3897 | 317.4617 | 382.8838 | 508.135 | 619.9841 | 434.5655 | 476.1326 | 418.7079 | 497.5478 | 566.2866 | 504.0762 | 2260454.3206
1955 | 471.4836 | 438.298 | 471.6764 | 416.2143 | 356.6708 | 394.9651 | 467.9307 | 432.8007 | 277.2476 | 406.9623 | 381.9526 | 363.9575 | 601.3789 | 516.4036 | 2146212.9505
1956 | 450.7965 | 434.6666 | 342.0554 | 404.9119 | 376.9276 | 531.5418 | 651.6051 | 586.0365 | 521.1948 | 540.481 | 560.4092 | 573.105 | 634.8829 | 490.5305 | 2547571.0656
1957 | 467.206 | 415.2501 | 328.2616 | 386.0092 | 293.1059 | 405.5583 | 455.4026 | 547.5895 | 429.479 | 555.4377 | 389.6784 | 592.1918 | 582.1376 | 399.726 | 2222498.3368
1958 | 374.8313 | 306.1825 | 311.0637 | 350.649 | 291.1326 | 364.7562 | 459.1256 | 592.9554 | 388.0501 | 414.7884 | 471.4625 | 569.402 | 554.9956 | 377.6088 | 2099995.4393
1959 | 368.8913 | 313.4625 | 310.1004 | 373.6186 | 344.8783 | 454.3175 | 643.282 | 591.5385 | 474.3771 | 474.2363 | 358.4406 | 482.7373 | 565.2771 | 493.6208 | 2288470.0958
1960 | 457.8419 | 397.9407 | 464.9229 | 519.2515 | 434.6152 | 475.9769 | 587.12 | 447.0066 | 455.946 | 622.2904 | 467.5107 | 419.1815 | 491.8625 | 448.296 | 2383762.0469
1961 | 438.6903 | 301.2149 | 322.0737 | 376.8433 | 324.0865 | 342.3645 | 547.3579 | 595.1037 | 470.4101 | 462.7301 | 323.3166 | 496.7032 | 564.4696 | 423.1544 | 2176429.8807
1962 | 414.6211 | 317.7457 | 301.485 | 363.1747 | 285.2383 | 352.8064 | 551.1661 | 366.8659 | 350.0993 | 516.4426 | 484.5992 | 433.9511 | 420.7808 | 465.8458 | 1985821.6652
1963 | 455.3843 | 369.888 | 308.8374 | 401.2547 | 354.6066 | 454.6055 | 577.4635 | 483.7949 | 362.8276 | 441.8808 | 400.1825 | 402.7229 | 499.5122 | 453.5694 | 2140125.6975
1964 | 446.2228 | 358.0032 | 354.3581 | 358.0572 | 293.2891 | 348.2057 | 447.6569 | 547.0365 | 314.3325 | 460.2821 | 344.4451 | 421.5562 | 603.5759 | 505.6107 | 2079027.7738
1965 | 460.2903 | 432.3627 | 372.8967 | 419.1795 | 328.5296 | 550.0721 | 680.5492 | 607.0058 | 522.6795 | 467.2095 | 526.983 | 524.1108 | 577.4547 | 449.5405 | 2493439.1761
1966 | 457.4533 | 420.8544 | 334.8436 | 394.1048 | 331.5729 | 401.1619 | 538.2021 | 519.5307 | 359.0485 | 539.5758 | 380.9723 | 392.321 | 387.3881 | 466.2044 | 2092011.8052
1967 | 450.3723 | 309.1844 | 313.1392 | 355.081 | 292.9058 | 373.4488 | 585.0152 | 584.7146 | 440.4222 | 428.4711 | 265.9417 | 409.463 | 582.7278 | 493.7203 | 2147909.9881
1968 | 446.3668 | 419.9906 | 344.6717 | 383.1443 | 318.6038 | 396.7518 | 570.4682 | 576.9175 | 470.4631 | 333.7382 | 319.8266 | 309.5544 | 503.0621 | 455.8589 | 2121740.5542
1969 | 456.5956 | 423.083 | 410.1657 | 425.3295 | 384.6595 | 441.764 | 653.7109 | 601.3659 | 492.2503 | 547.8336 | 549.1676 | 567.8379 | 566.6306 | 452.413 | 2495719.442
1970 | 397.6195 | 280.9318 | 309.9675 | 381.4939 | 291.9995 | 353.6351 | 430.401 | 565.2262 | 409.0746 | 369.5586 | 371.3162 | 429.5446 | 526.454 | 405.4915 | 2003007.5147
1971 | 401.527 | 309.2074 | 300.1229 | 347.596 | 283.98 | 415.7577 | 661.9504 | 639.9616 | 528.5989 | 541.8484 | 469.4509 | 564.0752 | 626.1598 | 509.7556 | 2391286.5707
1972 | 460.623 | 452.6432 | 360.2995 | 375.5647 | 316.979 | 394.0385 | 647.6699 | 642.3414 | 623.6171 | 586.9931 | 424.0357 | 554.9697 | 635.7022 | 501.4495 | 2508663.6946
1973 | 466.7076 | 454.1755 | 369.3834 | 382.5899 | 298.2359 | 429.1914 | 435.434 | 409.0938 | 360.2473 | 284.2438 | 277.3424 | 302.8886 | 359.7422 | 394.0679 | 1871762.3651
1974 | 377.6606 | 279.1202 | 286.9558 | 337.3685 | 325.7922 | 526.6209 | 683.7163 | 640.8836 | 560.7308 | 569.8642 | 539.9209 | 540.1026 | 646.7467 | 534.14 | 2485390.2277
1975 | 455.8691 | 432.107 | 345.4009 | 349.7745 | 291.0683 | 365.5889 | 531.1791 | 528.8565 | 521.1038 | 462.4738 | 378.9175 | 448.5255 | 583.5919 | 521.8845 | 2232893.2725
1976 | 401.1223 | 363.8441 | 323.3562 | 410.0622 | 398.349 | 593.8743 | 658.416 | 603.9209 | 456.2257 | 577.6622 | 464.0937 | 542.257 | 499.0574 | 486.1026 | 2447756.5261
1977 | 488.6084 | 445.3505 | 502.4341 | 377.5316 | 291.7754 | 371.3402 | 318.4431 | 377.5011 | 235.0768 | 261.541 | 317.6111 | 307.2825 | 350.5981 | 318.6357 | 1754818.2466
1978 | 329.1172 | 295.5451 | 264.064 | 317.6542 | 320.6221 | 379.7848 | 498.958 | 384.8655 | 497.6877 | 501.6801 | 414.2433 | 435.2238 | 424.6321 | 445.9111 | 1979009.7164
Average | 408.3431 | 351.3718 | 330.6922 | 371.6412 | 323.559 | 413.0819 | 498.7685 | 484.3799 | 418.1529 | 453.9021 | 413.7965 | 452.9383 | 501.1547 | 438.251 | 2104048.9907

## LLH Slice Load
Slice Power Deliveries averaged over the Period (LLH)
LLH | Aug I | Aug II | Sep | Oct | Nov | Dec | Jan | Feb | Mar | Apr I | Apr II | May | Jun | Jul | Total (MW-Hr)
1929 | 301.2895 | 238.628 | 199.7777 | 225.8742 | 202.7963 | 229.9051 | 207.2348 | 238.5758 | 211.3434 | 226.3165 | 199.043 | 199.8001 | 290.51 | 249.0125 | 855765.2667
1930 | 224.552 | 216.7763 | 199.4277 | 207.9559 | 216.4246 | 233.6838 | 208.3639 | 230.9874 | 206.5752 | 236.5493 | 300.5682 | 181.4255 | 217.8506 | 250.098 | 826368.4906
1931 | 240.2693 | 236.718 | 192.2856 | 206.5941 | 218.6998 | 232.3085 | 198.3791 | 197.2381 | 207.0744 | 278.9781 | 183.7369 | 244.8532 | 230.3201 | 250.1388 | 829854.8667
1932 | 230.9384 | 204.4931 | 188.0755 | 207.4079 | 216.4716 | 222.0982 | 196.418 | 234.7002 | 280.7487 | 424.5046 | 393.8193 | 340.0308 | 346.1337 | 277.3999 | 981630.2174
1933 | 242.9309 | 250.6733 | 207.6919 | 229.6493 | 215.3721 | 233.5167 | 425.8419 | 313.8917 | 222.3032 | 370.71 | 229.5628 | 282.1166 | 498.2796 | 485.0233 | 1145943.0786
1934 | 310.6551 | 334.7824 | 231.5131 | 261.835 | 269.2912 | 377.6112 | 597.3909 | 458.9525 | 362.1618 | 548.9398 | 466.4624 | 449.2095 | 269.8654 | 225.4376 | 1353586.544
1935 | 196.8587 | 183.0802 | 190.7049 | 199.4612 | 208.5143 | 226.6999 | 399.5878 | 280.7144 | 244.6298 | 413.7399 | 249.1481 | 256.3111 | 318.7551 | 294.3297 | 982990.079
1936 | 245.2107 | 190.5416 | 193.1574 | 216.3928 | 209.2428 | 228.592 | 226.6714 | 246.8858 | 222.75 | 234.0345 | 388.4415 | 351.3286 | 292.0492 | 264.8457 | 930993.7548
1937 | 236.8563 | 220.557 | 202.2235 | 209.7254 | 211.5839 | 228.453 | 209.2673 | 231.3514 | 206.3369 | 224.9113 | 177.5465 | 241.267 | 238.9367 | 245.8141 | 830420.2083
1938 | 238.4447 | 225.0385 | 206.6314 | 212.785 | 221.2121 | 243.764 | 350.8959 | 263.18 | 325.7274 | 347.521 | 288.4772 | 411.935 | 338.4882 | 259.3731 | 1057695.1247
1939 | 229.9242 | 200.1045 | 197.6014 | 231.1129 | 205.3784 | 229.154 | 208.1256 | 321.1411 | 255.6455 | 307.743 | 282.3267 | 260.6623 | 215.9237 | 287.1108 | 913378.0987
1940 | 246.1463 | 213.8931 | 200.8001 | 227.1187 | 212.2384 | 229.5632 | 233.0123 | 281.2369 | 302.9499 | 308.1391 | 289.2708 | 234.4534 | 200.462 | 249.517 | 906876.936
1941 | 237.204 | 205.1272 | 210.3412 | 233.1325 | 211.6064 | 230.9352 | 230.6267 | 227.7585 | 222.6137 | 219.7313 | 209.8852 | 226.6068 | 280.3275 | 228.8798 | 856177.9649
1942 | 228.1789 | 211.9662 | 199.4937 | 233.1394 | 224.7806 | 298.5945 | 346.2574 | 286.1536 | 214.8006 | 269.4488 | 233.6187 | 259.1257 | 307.2347 | 319.0288 | 989113.6602
1943 | 321.3542 | 258.1531 | 217.7376 | 225.4624 | 208.7141 | 232.6373 | 353.9201 | 359.0265 | 323.0595 | 508.7834 | 408.7959 | 395.4788 | 355.3481 | 319.3861 | 1168452.0622
1944 | 296.6841 | 261.4685 | 202.7682 | 230.5832 | 204.9533 | 233.5371 | 210.7036 | 244.2906 | 199.7484 | 229.1583 | 190.8736 | 212.1265 | 253.1826 | 228.9099 | 847271.2681
1945 | 232.5244 | 201.6448 | 191.2889 | 211.7626 | 218.789 | 221.3583 | 197.6839 | 215.2089 | 208.7836 | 227.0612 | 204.0419 | 279.8827 | 304.8649 | 271.8286 | 861455.0462
1946 | 241.6862 | 242.966 | 205.0673 | 209.1886 | 211.5037 | 253.3156 | 388.1638 | 274.2012 | 296.4749 | 344.4508 | 363.3809 | 456.6691 | 354.3578 | 291.5944 | 1105477.1395
1947 | 273.5325 | 206.6361 | 218.4246 | 237.0313 | 215.7971 | 307.2542 | 464.5982 | 401.6403 | 282.8219 | 325.2198 | 299.3993 | 350.1953 | 333.4811 | 276.1886 | 1135409.9436
1948 | 262.8748 | 229.424 | 210.2024 | 306.7841 | 249.5522 | 256.8265 | 464.6354 | 348.9841 | 253.8233 | 312.3159 | 343.3108 | 523.7973 | 667.0443 | 409.9757 | 1331291.6123
1949 | 310.3457 | 334.6924 | 237.2375 | 245.1357 | 208.6183 | 228.911 | 313.3063 | 265.7459 | 407.1149 | 367.0627 | 405.428 | 344.2916 | 331.438 | 220.3454 | 1096798.0808
1950 | 189.1115 | 180.3045 | 198.7866 | 215.0696 | 205.5565 | 245.4539 | 390.9806 | 345.1822 | 360.5534 | 442.8199 | 374.0477 | 354.2539 | 581.5238 | 387.5195 | 1211122.5748
1951 | 270.8546 | 266.3652 | 217.4355 | 265.7848 | 271.9554 | 331.2826 | 520.8091 | 440.2063 | 353.8816 | 468.3726 | 426.1132 | 473.563 | 314.6907 | 345.0203 | 1328124.2578
1952 | 310.1264 | 272.9899 | 215.9144 | 285.5602 | 221.5437 | 275.6434 | 448.1214 | 316.022 | 266.2821 | 463.8467 | 381.9025 | 497.4549 | 345.3725 | 267.3204 | 1205643.5918
1953 | 263.7928 | 216.6636 | 200.6944 | 217.7436 | 207.8045 | 231.3891 | 247.6398 | 465.0551 | 306.749 | 267.3169 | 233.2593 | 294.0357 | 380.3465 | 334.7611 | 1050697.7868
1954 | 317.1386 | 267.4884 | 218.4634 | 243.1934 | 216.103 | 239.4182 | 323.2867 | 504.3846 | 269.9796 | 344.9432 | 290.1836 | 407.5442 | 540.391 | 401.7183 | 1237024.4928
1955 | 368.2908 | 324.1463 | 282.4982 | 260.4588 | 234.3516 | 237.4378 | 291.9142 | 278.2823 | 199.8051 | 285.5808 | 234.5903 | 241.6005 | 422.9217 | 506.0405 | 1115401.8495
1956 | 307.6289 | 300.4379 | 222.0005 | 256.17 | 246.0945 | 335.3605 | 530.5916 | 397.0765 | 361.5521 | 424.1301 | 482.857 | 564.9541 | 539.7832 | 351.3885 | 1424122.7155
1957 | 325.8621 | 270.3491 | 212.575 | 248.3504 | 206.9707 | 252.3834 | 284.8815 | 408.9199 | 288.0391 | 477.4422 | 292.9507 | 507.9508 | 407.9558 | 258.8696 | 1173236.8603
1958 | 243.242 | 221.0226 | 202.6492 | 225.5657 | 205.7194 | 231.9725 | 292.6885 | 465.0507 | 248.7821 | 283.4651 | 321.5416 | 418.1847 | 361.4879 | 255.1543 | 1069979.4472
1959 | 243.1999 | 227.9385 | 203.0642 | 238.436 | 229.6702 | 277.5131 | 512.006 | 402.1106 | 303.187 | 381.5305 | 263.173 | 344.9661 | 472.3166 | 343.2282 | 1212259.0658
1960 | 314.3056 | 264.6537 | 278.5187 | 336.3855 | 283.8064 | 283.0304 | 451.011 | 288.2316 | 281.2253 | 539.5933 | 353.4084 | 264.917 | 320.8425 | 295.8795 | 1197311.1457
1961 | 292.5355 | 216.8557 | 209.1145 | 237.7429 | 220.7938 | 219.7744 | 371.9378 | 455.1274 | 296.3024 | 354.2337 | 214.5402 | 402.1734 | 538.2853 | 266.3143 | 1168077.0237
1962 | 252.2529 | 230.169 | 197.6377 | 231.6257 | 206.0683 | 225.9774 | 366.7832 | 255.5546 | 224.5355 | 426.3346 | 374.1867 | 276.583 | 297.5865 | 307.6302 | 1012244.5749
1963 | 301.6651 | 255.402 | 202.1676 | 255.4303 | 235.2408 | 269.42 | 386.1142 | 312.2127 | 227.2631 | 289.0509 | 244.0903 | 258.8609 | 319.931 | 301.1252 | 1035586.3832
1964 | 285.8291 | 254.5671 | 231.5672 | 229.2066 | 207.0873 | 221.7569 | 279.1838 | 410.2485 | 218.4383 | 341.4389 | 226.4035 | 276.409 | 503.1549 | 436.9361 | 1113142.259
1965 | 314.8888 | 289.6038 | 244.911 | 262.7385 | 219.6422 | 348.9971 | 558.4232 | 445.9338 | 354.481 | 318.1703 | 414.7762 | 412.7684 | 391.3129 | 291.2448 | 1309097.9651
1966 | 321.3918 | 274.5392 | 219.6961 | 251.2417 | 221.7767 | 245.5005 | 337.6698 | 326.1635 | 229.9656 | 412.6131 | 266.8474 | 242.787 | 266.5654 | 317.7657 | 1031846.7262
1967 | 304.6663 | 223.6823 | 201.808 | 225.4067 | 205.6511 | 235.3033 | 446.567 | 394.7912 | 277.0535 | 345.3239 | 186.9488 | 291.6471 | 471.1207 | 433.357 | 1159334.6721
1968 | 340.0269 | 274.4812 | 224.3937 | 245.7919 | 217.8821 | 242.8318 | 378.5502 | 395.7127 | 288.7344 | 235.6934 | 207.1734 | 210.8464 | 329.8882 | 305.7977 | 1049938.1703
1969 | 353.1533 | 274.0799 | 254.8221 | 267.7924 | 247.575 | 262.081 | 509.8218 | 393.1964 | 318.1658 | 414.9562 | 398.1017 | 522.6571 | 394.7348 | 297.5582 | 1306523.5335
1970 | 247.7349 | 191.9709 | 202.0412 | 241.2662 | 205.3556 | 225.682 | 286.8689 | 409.6656 | 252.2707 | 265.0271 | 242.6566 | 269.8057 | 350.3663 | 262.1209 | 989648.6929
1971 | 251.0015 | 223.0829 | 200.727 | 222.2971 | 208.8483 | 258.6986 | 464.0577 | 484.6565 | 346.5313 | 457.5946 | 393.8198 | 557.8711 | 470.5376 | 365.4837 | 1322322.1249
1972 | 346.6866 | 321.3196 | 236.4252 | 238.7123 | 219.2893 | 247.1541 | 455.1542 | 450.4227 | 568.2106 | 502.4484 | 299.6581 | 532.7281 | 555.6452 | 474.2548 | 1471662.7199
1973 | 354.2798 | 339.2129 | 241.732 | 245.3018 | 211.5486 | 267.6045 | 288.8826 | 259.8812 | 225.0818 | 222.6341 | 179.4253 | 204.7508 | 242.9561 | 257.8191 | 936338.6236
1974 | 241.9661 | 191.5075 | 193.3771 | 216.4422 | 223.4277 | 315.0951 | 612.8333 | 501.9128 | 461.4207 | 448.8774 | 456.2467 | 529.0394 | 636.0784 | 506.5393 | 1517524.9715
1975 | 312.7136 | 295.8315 | 224.5591 | 223.73 | 205.896 | 233.1838 | 334.9246 | 370.7985 | 347.7588 | 331.2798 | 260.6012 | 339.6634 | 410.4674 | 440.6603 | 1165938.8593
1976 | 258.3551 | 255.7371 | 208.0964 | 257.677 | 256.3273 | 363.4007 | 520.5026 | 414.9393 | 297.5541 | 488.0625 | 374.5359 | 495.8478 | 322.7014 | 398.8075 | 1322360.9723
1977 | 427.3147 | 389.9261 | 333.6075 | 236.1014 | 205.6457 | 232.6071 | 221.1617 | 256.0388 | 189.9619 | 219.2279 | 199.2315 | 201.9402 | 236.5631 | 226.701 | 923411.07
1978 | 230.2648 | 204.5196 | 184.7525 | 204.7727 | 217.8246 | 249.3712 | 324.1809 | 273.3224 | 324.91 | 395.7377 | 287.6341 | 321.7603 | 299.5586 | 280.6589 | 1014014.7161
Average | 278.7748 | 247.7242 | 215.3297 | 237.0825 | 220.5399 | 255.6809 | 357.3726 | 340.8593 | 282.9233 | 351.4613 | 299.7608 | 344.3826 | 367.3988 | 316.4383 | 1101617.7458

## HLH Prices
Heavy Load Hours
Average Martket Prices for 2002 in Mills/KW-Hr
Water Year | AUG1 | AUG2 | SEP | OCT | NOV | DEC | JAN | FEB | MAR | APR1 | APR2 | MAY | JUN | JUL
1929 | 49.9822 | 49.9822 | 45.6865 | 31.58 | 46.0183 | 46.9446 | 64.3405 | 51.2709 | 46.6207 | 36.6688 | 36.6688 | 39.5792 | 36.0338 | 53.9138
1930 | 71.8197 | 71.8197 | 47.624 | 35.6722 | 46.0943 | 48.6909 | 64.9222 | 48.9061 | 46.8064 | 32.8812 | 32.8812 | 40.7275 | 50.5593 | 54.0067
1931 | 67.2976 | 67.2976 | 48.3686 | 35.8483 | 47.0345 | 49.0594 | 71.1755 | 73.3612 | 46.7731 | 36.2357 | 36.2357 | 35.4934 | 47.9931 | 56.3316
1932 | 73.8824 | 73.8824 | 48.9586 | 36.0457 | 46.8931 | 49.7191 | 74.1723 | 50.0184 | 35.952 | 22.4022 | 22.4022 | 23.0696 | 25.2893 | 41.5407
1933 | 59.3346 | 59.3346 | 45.5917 | 31.9934 | 40.3982 | 44.7374 | 31.6202 | 41.1819 | 39.9008 | 30.2749 | 30.2749 | 31.2099 | 9.0094 | 26.2525
1934 | 41.9339 | 41.9339 | 39.6185 | 27.7235 | 36.5194 | 31.9477 | 24.8815 | 28.3965 | 27.8898 | 19.6562 | 19.6562 | 24.5472 | 42.3615 | 66.5003
1935 | 83.6321 | 83.6321 | 48.6835 | 36.4707 | 42.0232 | 46.6505 | 32.2813 | 41.4513 | 37.9927 | 28.6528 | 28.6528 | 34.1916 | 30.5021 | 41.1771
1936 | 68.2778 | 68.2778 | 48.5663 | 33.9549 | 47.0353 | 49.1231 | 53.4812 | 47.9756 | 41.4041 | 28.6755 | 28.6755 | 16.0749 | 35.9142 | 46.207
1937 | 67.7132 | 67.7132 | 48.0148 | 35.2255 | 46.9084 | 48.4897 | 66.6222 | 54.5285 | 50.289 | 37.8307 | 37.8307 | 37.3385 | 45.8658 | 55.9627
1938 | 69.961 | 69.961 | 46.1663 | 34.4416 | 40.154 | 43.8719 | 35.0114 | 43.2372 | 31.0505 | 25.7411 | 25.7411 | 18.9201 | 23.4274 | 46.0386
1939 | 78.6536 | 78.6536 | 47.1521 | 32.0997 | 46.1383 | 47.0314 | 57.2341 | 40.6947 | 37.6029 | 27.7229 | 27.7229 | 31.215 | 48.8448 | 42.7003
1940 | 68.2806 | 68.2806 | 47.2572 | 32.2635 | 45.2743 | 46.7666 | 49.8989 | 42.142 | 31.3903 | 27.8459 | 27.8459 | 36.177 | 55.318 | 60.9781
1941 | 71.3497 | 71.3497 | 47.0503 | 32.3293 | 46.91 | 48.28 | 53.5485 | 54.4561 | 39.8975 | 36.7444 | 36.7444 | 38.543 | 43.8968 | 66.5084
1942 | 79.315 | 79.315 | 47.685 | 32.5828 | 43.8578 | 40.4967 | 37.417 | 41.7439 | 46.5809 | 34.9034 | 34.9034 | 32.5576 | 32.7104 | 37.8328
1943 | 49.8593 | 49.8593 | 44.2275 | 32.814 | 44.0085 | 46.1564 | 35.4517 | 35.8196 | 30.702 | 17.7806 | 17.7806 | 20.774 | 18.8576 | 33.1982
1944 | 47.3607 | 47.3607 | 46.3635 | 31.6391 | 46.0118 | 45.9511 | 61.3056 | 47.0837 | 49.3987 | 37.1041 | 37.1041 | 39.526 | 46.3232 | 65.5819
1945 | 78.6517 | 78.6517 | 47.3324 | 35.43 | 46.1398 | 51.0706 | 65.8474 | 62.5644 | 46.7743 | 36.421 | 36.421 | 29.0683 | 35.3089 | 44.2173
1946 | 66.0727 | 66.0727 | 45.9628 | 34.4787 | 43.8484 | 42.9617 | 30.6811 | 41.8313 | 33.235 | 23.7358 | 23.7358 | 17.7748 | 21.3071 | 39.7429
1947 | 57.2474 | 57.2474 | 42.4132 | 31.1324 | 40.6801 | 39.7673 | 28.9524 | 29.9648 | 34.5079 | 25.5112 | 25.5112 | 19.2211 | 25.3668 | 42.5028
1948 | 57.2079 | 57.2079 | 44.1624 | 25.3698 | 37.8954 | 42.359 | 28.7074 | 38.8521 | 38.7423 | 26.8867 | 26.8867 | 9.003 | 9.0094 | 32.7164
1949 | 41.4588 | 41.4588 | 38.2131 | 30.8534 | 43.8459 | 47.8019 | 40.862 | 42.5106 | 24.1274 | 22.3522 | 22.3522 | 17.272 | 27.3103 | 63.7191
1950 | 82.1538 | 82.1538 | 47.2762 | 33.3094 | 43.7735 | 43.3132 | 31.5485 | 38.4078 | 26.7342 | 21.338 | 21.338 | 22.2079 | 9.0094 | 30.8808
1951 | 46.3005 | 46.3005 | 40.6411 | 27.9242 | 36.3707 | 35.1783 | 26.4354 | 25.8132 | 28.1873 | 20.2512 | 20.2512 | 17.8335 | 30.8003 | 33.4687
1952 | 45.57 | 45.57 | 40.8804 | 26.9131 | 39.3983 | 40.8838 | 29.7942 | 39.2805 | 36.2888 | 20.995 | 20.995 | 10.4427 | 20.7786 | 44.126
1953 | 58.6653 | 58.6653 | 46.9595 | 33.7992 | 46.0221 | 47.6478 | 44.9358 | 27.2065 | 33.046 | 34.0689 | 34.0689 | 27.864 | 14.1939 | 33.4326
1954 | 46.1482 | 46.1482 | 41.8872 | 31.0445 | 40.3668 | 43.9379 | 36.9589 | 26.433 | 34.4935 | 26.0519 | 26.0519 | 21.0076 | 15.7167 | 30.7047
1955 | 38.8403 | 38.8403 | 32.403 | 30.0796 | 38.6554 | 44.0816 | 41.3777 | 41.8669 | 47.6912 | 33.1254 | 33.1254 | 35.6513 | 9.8282 | 25.378
1956 | 44.0768 | 44.0768 | 40.9418 | 28.5017 | 37.579 | 37.749 | 25.8798 | 29.8139 | 27.785 | 20.4301 | 20.4301 | 9.003 | 9.0094 | 33.0234
1957 | 44.1482 | 44.1482 | 42.6544 | 30.2794 | 43.5808 | 43.0288 | 40.6416 | 31.3629 | 34.6956 | 23.421 | 23.421 | 9.003 | 12.2408 | 47.6253
1958 | 66.3227 | 66.3227 | 46.3533 | 32.306 | 46.0276 | 46.3925 | 39.4145 | 27.5657 | 37.9742 | 27.4661 | 27.4661 | 9.003 | 18.2223 | 52.0762
1959 | 66.0422 | 66.0422 | 45.6942 | 31.0978 | 38.8534 | 40.944 | 26.8002 | 30.277 | 33.0843 | 26.363 | 26.363 | 23.6525 | 15.9216 | 33.2978
1960 | 46.4942 | 46.4942 | 32.0797 | 24.0167 | 35.7724 | 40.9589 | 30.3888 | 40.701 | 33.536 | 20.1987 | 20.1987 | 29.9576 | 30.3741 | 40.1789
1961 | 53.553 | 53.553 | 44.7804 | 31.2119 | 40.215 | 48.7991 | 34.1405 | 28.4816 | 32.7964 | 31.3558 | 31.3558 | 21.148 | 16.0815 | 43.2739
1962 | 59.3487 | 59.3487 | 47.3693 | 31.4037 | 46.8975 | 48.1892 | 34.7262 | 44.5319 | 39.3002 | 22.297 | 22.297 | 29.1584 | 37.0574 | 39.0495
1963 | 49.7141 | 49.7141 | 46.643 | 30.3704 | 38.8339 | 40.9597 | 32.8703 | 39.5403 | 39.4171 | 29.3577 | 29.3577 | 32.5798 | 30.5177 | 40.3711
1964 | 51.8715 | 51.8715 | 39.6468 | 31.7285 | 43.5997 | 48.0566 | 41.7348 | 34.444 | 41.7572 | 30.3099 | 30.3099 | 29.6551 | 9.573 | 30.2287
1965 | 43.1186 | 43.1186 | 37.8216 | 29.449 | 40.3092 | 35.4919 | 25.4139 | 27.8023 | 28.7151 | 23.0503 | 23.0503 | 16.2791 | 13.3188 | 39.2469
1966 | 45.1154 | 45.1154 | 40.8938 | 30.6442 | 40.402 | 44.066 | 35.3374 | 40.0891 | 39.1694 | 24.7194 | 24.7194 | 34.9082 | 39.193 | 37.2214
1967 | 53.7294 | 53.7294 | 46.0024 | 32.1619 | 44.3186 | 44.1728 | 29.5406 | 30.3672 | 36.0455 | 32.4985 | 32.4985 | 30.0938 | 12.1236 | 31.7325
1968 | 46.0911 | 46.0911 | 40.4873 | 30.3081 | 40.4377 | 44.0564 | 31.4879 | 29.726 | 31.5997 | 36.0198 | 36.0198 | 37.9766 | 29.6906 | 38.9569
1969 | 44.2776 | 44.2776 | 35.0951 | 28.0261 | 37.6872 | 41.5262 | 26.7608 | 29.9696 | 31.6147 | 20.4944 | 20.4944 | 9.003 | 15.626 | 40.5887
1970 | 67.1273 | 67.1273 | 45.787 | 30.9504 | 44.4317 | 47.5816 | 41.8229 | 30.7474 | 37.8873 | 33.8943 | 33.8943 | 28.8243 | 24.625 | 45.3778
1971 | 62.2661 | 62.2661 | 46.9374 | 32.3447 | 44.4065 | 43.1686 | 26.5848 | 24.9874 | 27.7948 | 22.1681 | 22.1681 | 9.1559 | 9.0094 | 31.4303
1972 | 40.27 | 40.27 | 38.3337 | 30.9729 | 40.2343 | 43.552 | 26.8812 | 26.0748 | 20.9148 | 20.7251 | 20.7251 | 10.7689 | 9.0094 | 28.7735
1973 | 38.7881 | 38.7881 | 37.8802 | 30.9603 | 43.6615 | 42.094 | 41.5018 | 42.7238 | 39.3237 | 36.994 | 36.994 | 39.0373 | 46.542 | 53.8728
1974 | 71.9909 | 71.9909 | 47.4368 | 34.548 | 40.2296 | 38.606 | 22.4991 | 24.1851 | 22.942 | 19.5976 | 19.5976 | 13.4402 | 9.0094 | 23.5926
1975 | 42.2108 | 42.2108 | 39.7431 | 32.3471 | 44.101 | 44.8093 | 35.437 | 37.0688 | 28.8779 | 29.3585 | 29.3585 | 26.4523 | 11.9801 | 29.4788
1976 | 51.4779 | 51.4779 | 42.7008 | 29.121 | 37.1598 | 31.3435 | 25.8331 | 28.4713 | 33.2707 | 21.0085 | 21.0085 | 13.0403 | 29.6925 | 32.5424
1977 | 35.4592 | 35.4592 | 31.1888 | 31.0774 | 46.1447 | 46.7804 | 56.4279 | 44.2446 | 50.4199 | 37.2682 | 37.2682 | 39.9476 | 48.3966 | 66.8798
1978 | 79.0273 | 79.0273 | 50.7011 | 35.6208 | 46.0779 | 44.8029 | 38.4819 | 43.2169 | 30.6679 | 25.2028 | 25.2028 | 26.855 | 35.749 | 39.4795
50 Yr Average | 57.3898 | 57.3898 | 43.6464 | 31.6493 | 42.5847 | 44.001 | 39.8014 | 38.4678 | 36.0734 | 27.7211 | 27.7211 | 25.1247 | 26.49 | 42.2784
HLH PF Price consistent with BPA Revenue Requirement (Slice) of $1,706,216,000
| AUG1 | AUG2 | SEP | OCT | NOV | DEC | JAN | FEB | MAR | APR1 | APR2 | MAY | JUN | JUL
PF Rate | 31.79 | 31.79 | 22.85 | 16.29 | 21.9 | 22.58 | 19.96 | 18.48 | 16.77 | 13.03 | 13.03 | 12.92 | 16.25 | 21.61
|  | AUG | SEP | OCT | NOV | DEC | JAN | FEB | MAR | APR | MAY | JUN | JUL
HLH PF Rate ($/MW-Hr) |  | 31.79 | 22.85 | 16.29 | 21.9 | 22.58 | 19.96 | 18.48 | 16.77 | 13.03 | 12.92 | 16.25 | 21.61
Demand Charge $/kW-Mo |  | 2.31 | 2.31 | 1.78 | 2.31 | 2.31 | 2.16 | 2.03 | 1.83 | 1.44 | 1.42 | 1.76 | 2.31

## LLH Prices
Light Load Hours
Average Market Prices for 2002 in Mills/KW-Hr
Water Year | AUG1 | AUG2 | SEP | OCT | NOV | DEC | JAN | FEB | MAR | APR1 | APR2 | MAY | JUN | JUL
1929 | 30.881 | 30.881 | 30.5813 | 17.5928 | 39.3407 | 33.547 | 51.6628 | 36.3522 | 25.4596 | 19.8965 | 19.8965 | 16.908 | 16.304 | 33.4274
1930 | 38.6777 | 38.6777 | 31.5367 | 21.4279 | 39.5467 | 36.2506 | 54.1693 | 34.0792 | 25.7908 | 14.5567 | 14.5567 | 17.8334 | 22.8324 | 33.3926
1931 | 37.6999 | 37.6999 | 31.7321 | 21.2463 | 39.617 | 37.5801 | 64.0373 | 68.7045 | 25.8929 | 19.3343 | 19.3343 | 11.7045 | 22.5962 | 33.7912
1932 | 38.6159 | 38.6159 | 31.5698 | 21.4173 | 39.6833 | 39.6614 | 66.5914 | 35.736 | 17.2091 | 5.0023 | 5.0023 | 6.252 | 7.9571 | 30.4801
1933 | 35.7294 | 35.7294 | 30.5394 | 17.5625 | 28.4432 | 28.4014 | 16.4362 | 24.7016 | 22.929 | 12.6446 | 12.6446 | 10.8444 | 4.9931 | 18.6664
1934 | 29.4179 | 29.4179 | 29.7517 | 13.895 | 21.3534 | 17.3568 | 11.0193 | 13.0689 | 12.8229 | 5.0023 | 5.0023 | 4.9978 | 19.435 | 37.3328
1935 | 38.4478 | 38.4478 | 31.7549 | 21.3867 | 34.321 | 33.7318 | 17.136 | 25.5438 | 19.686 | 11.5809 | 11.5809 | 10.8736 | 10.0432 | 29.6584
1936 | 37.8192 | 37.8192 | 31.551 | 19.5061 | 39.6504 | 37.6236 | 37.9389 | 32.1789 | 23.1938 | 12.483 | 12.483 | 5.3612 | 16.0522 | 32.0196
1937 | 37.8064 | 37.8064 | 31.4648 | 21.2803 | 39.732 | 36.5651 | 58.0809 | 39.1136 | 28.2024 | 22.0458 | 22.0458 | 13.1698 | 21.1555 | 33.6632
1938 | 38.1826 | 38.1826 | 30.5143 | 19.6086 | 27.7079 | 26.9709 | 19.5785 | 27.5815 | 13.993 | 12.1477 | 12.1477 | 4.9978 | 7.089 | 32.0335
1939 | 38.6901 | 38.6901 | 31.2776 | 17.5726 | 39.3626 | 33.547 | 43.21 | 24.502 | 18.9838 | 12.2109 | 12.2109 | 11.0897 | 22.9447 | 30.8237
1940 | 37.8617 | 37.8617 | 31.5185 | 18.464 | 39.0838 | 33.4787 | 32.8696 | 25.7954 | 14.1655 | 13.3942 | 13.3942 | 12.7707 | 25.5684 | 34.7681
1941 | 38.647 | 38.647 | 30.5607 | 18.4824 | 39.7238 | 35.7294 | 38.1106 | 38.3732 | 22.496 | 19.9218 | 19.9218 | 15.052 | 19.736 | 37.3967
1942 | 38.7144 | 38.7144 | 31.0604 | 18.9902 | 37.3693 | 23.0937 | 22.2287 | 25.5799 | 25.7744 | 16.2278 | 16.2278 | 10.4442 | 12.9745 | 27.7075
1943 | 31.1508 | 31.1508 | 30.3957 | 19.0435 | 37.3463 | 30.3141 | 19.8669 | 17.964 | 14.6987 | 5.0023 | 5.0023 | 4.9978 | 4.9931 | 22.7135
1944 | 31.0087 | 31.0087 | 30.6434 | 17.5223 | 39.3407 | 31.346 | 46.3002 | 31.5915 | 27.7535 | 20.9262 | 20.9262 | 16.4569 | 21.3617 | 37.1416
1945 | 38.6758 | 38.6758 | 30.8472 | 21.4037 | 39.5871 | 42.8037 | 57.8201 | 51.0247 | 25.7428 | 19.6008 | 19.6008 | 11.0298 | 14.1456 | 31.0243
1946 | 37.2171 | 37.2171 | 30.4903 | 19.9458 | 37.2207 | 25.3968 | 15.9768 | 26.0775 | 15.3843 | 8.824 | 8.824 | 4.9978 | 4.9931 | 28.7873
1947 | 35.206 | 35.206 | 30.1049 | 17.2345 | 29.9426 | 21.5952 | 13.9284 | 14.9196 | 16.3275 | 12.0021 | 12.0021 | 4.9978 | 7.8196 | 30.7283
1948 | 35.23 | 35.23 | 30.5994 | 11.0641 | 23.5445 | 25.7821 | 13.7195 | 18.9032 | 21.2541 | 11.2401 | 11.2401 | 4.9978 | 4.9931 | 22.2458
1949 | 28.8713 | 28.8713 | 29.2813 | 16.0354 | 35.4778 | 34.7799 | 25.3641 | 25.7055 | 10.255 | 6.3485 | 6.3485 | 5.8493 | 8.1423 | 36.9101
1950 | 38.6558 | 38.6558 | 31.6109 | 18.9534 | 37.1847 | 25.929 | 16.0852 | 18.816 | 12.479 | 5.0023 | 5.0023 | 4.9978 | 4.9931 | 20.8903
1951 | 30.7073 | 30.7073 | 29.7504 | 13.7039 | 20.4474 | 18.5407 | 12.3139 | 12.2875 | 12.6174 | 5.0023 | 5.0023 | 4.9978 | 10.6581 | 23.7642
1952 | 30.7763 | 30.7763 | 29.6812 | 11.8293 | 27.6305 | 24.4353 | 15.24 | 19.5982 | 17.6024 | 5.0023 | 5.0023 | 4.9978 | 6.0503 | 31.3093
1953 | 35.6225 | 35.6225 | 31.6739 | 19.2387 | 39.3449 | 33.5188 | 27.8479 | 13.4169 | 15.3293 | 15.9281 | 15.9281 | 8.8302 | 4.9931 | 23.8172
1954 | 30.5817 | 30.5817 | 29.7381 | 15.9291 | 29.4725 | 26.8228 | 21.9755 | 12.1808 | 17.0066 | 12.2867 | 12.2867 | 4.9978 | 4.9931 | 19.8966
1955 | 27.9688 | 27.9688 | 22.0797 | 14.1226 | 24.3672 | 28.0375 | 25.1443 | 25.8074 | 25.7933 | 14.6353 | 14.6353 | 11.7868 | 4.9931 | 17.5167
1956 | 30.0563 | 30.0563 | 29.4941 | 13.9063 | 22.8399 | 20.3639 | 12.3461 | 15.0624 | 12.7454 | 5.0023 | 5.0023 | 4.9978 | 4.9931 | 23.2161
1957 | 30.358 | 30.358 | 30 | 14.2922 | 37.2025 | 25.5061 | 25.0116 | 15.4238 | 16.319 | 6.0795 | 6.0795 | 4.9978 | 4.9931 | 32.3539
1958 | 37.4387 | 37.4387 | 30.7759 | 17.7675 | 39.3518 | 32.9316 | 23.7864 | 12.423 | 20.3472 | 12.2935 | 12.2935 | 4.9978 | 4.9931 | 32.7044
1959 | 37.2171 | 37.2171 | 30.6475 | 16.758 | 24.9351 | 24.4189 | 14.0167 | 15.0107 | 15.1235 | 11.8046 | 11.8046 | 4.9978 | 4.9931 | 23.4102
1960 | 31.2565 | 31.2565 | 21.3911 | 10.1229 | 19.9481 | 24.7042 | 16.0344 | 24.2827 | 15.3569 | 5.0023 | 5.0023 | 11.5764 | 9.7272 | 28.9762
1961 | 33.0289 | 33.0289 | 30.4002 | 16.8397 | 28.2486 | 36.7533 | 18.2209 | 12.7497 | 15.4827 | 13.2635 | 13.2635 | 4.9978 | 4.9931 | 30.9971
1962 | 35.7294 | 35.7294 | 31.7771 | 17.2951 | 39.7522 | 35.0545 | 19.0991 | 29.4732 | 21.8818 | 5.0023 | 5.0023 | 11.3206 | 15.214 | 28.7991
1963 | 30.895 | 30.895 | 30.9529 | 14.6191 | 24.5223 | 24.5192 | 16.9097 | 20.2351 | 21.8093 | 13.0082 | 13.0082 | 10.3937 | 9.8764 | 29.5324
1964 | 32.2087 | 32.2087 | 29.4044 | 17.5684 | 37.2433 | 34.6672 | 25.1495 | 17.4574 | 23.6868 | 12.8305 | 12.8305 | 11.0539 | 4.9931 | 19.7229
1965 | 30.296 | 30.296 | 28.631 | 13.9993 | 28.5345 | 19.1971 | 11.7763 | 12.7575 | 13.7247 | 7.8762 | 7.8762 | 4.9978 | 4.9931 | 28.7654
1966 | 30.3838 | 30.3838 | 29.4851 | 15.4726 | 28.8643 | 26.8894 | 19.7439 | 20.4728 | 21.2875 | 10.7164 | 10.7164 | 10.6927 | 16.8528 | 27.5842
1967 | 32.8247 | 32.8247 | 30.5694 | 17.5973 | 38.8561 | 28.2504 | 14.4869 | 16.2193 | 17.5328 | 14.6672 | 14.6672 | 9.0225 | 4.9931 | 21.5752
1968 | 30.8795 | 30.8795 | 29.6882 | 14.9504 | 29.0537 | 26.8837 | 16.4362 | 13.9033 | 14.777 | 17.1644 | 17.1644 | 14.7255 | 8.3686 | 28.5182
1969 | 30.3787 | 30.3787 | 26.3747 | 14.0372 | 23.207 | 25.1105 | 13.3933 | 14.5791 | 14.5361 | 5.0023 | 5.0023 | 4.9978 | 4.9931 | 29.5809
1970 | 37.7006 | 37.7006 | 30.6481 | 15.92 | 38.9124 | 34.1086 | 25.3948 | 15.2001 | 19.5409 | 15.3277 | 15.3277 | 10.7579 | 5.3246 | 31.898
1971 | 36.7143 | 36.7143 | 31.552 | 17.8741 | 38.9942 | 25.5615 | 12.7286 | 12.2934 | 13.488 | 5.0023 | 5.0023 | 4.9978 | 4.9931 | 20.985
1972 | 28.1926 | 28.1926 | 29.2772 | 16.117 | 28.5172 | 26.9089 | 13.2247 | 12.1012 | 8.1921 | 5.0023 | 5.0023 | 4.9978 | 4.9931 | 19.0596
1973 | 27.9977 | 27.9977 | 28.3954 | 15.9113 | 35.9982 | 25.1362 | 25.4877 | 26.4866 | 21.3462 | 19.9826 | 19.9826 | 15.8039 | 21.4376 | 33.3192
1974 | 38.6979 | 38.6979 | 31.398 | 20.6325 | 30.3621 | 20.0744 | 11.8207 | 12.8934 | 11.7029 | 5.0023 | 5.0023 | 4.9978 | 4.9931 | 16.9453
1975 | 29.4147 | 29.4147 | 29.7307 | 18.374 | 38.7913 | 28.5173 | 20.2301 | 18.6767 | 13.0843 | 13.0769 | 13.0769 | 5.2197 | 4.9931 | 19.2687
1976 | 31.8988 | 31.8988 | 30.1509 | 13.841 | 21.9361 | 15.5956 | 12.2896 | 13.3127 | 15.6076 | 5.0023 | 5.0023 | 4.9978 | 9.4619 | 21.4729
1977 | 23.8016 | 23.8016 | 19.2006 | 17.2269 | 39.5363 | 33.1204 | 42.0329 | 29.3863 | 28.1502 | 21.4128 | 21.4128 | 16.9149 | 22.5856 | 37.5329
1978 | 38.8075 | 38.8075 | 31.7306 | 21.4951 | 39.3172 | 28.773 | 23.1293 | 27.5398 | 14.1628 | 9.9927 | 9.9927 | 6.6332 | 12.9306 | 29.2257
50 Yr Average | 33.9008 | 33.9008 | 29.8797 | 17.1415 | 33.2153 | 28.9177 | 25.548 | 22.9509 | 18.3746 | 11.5553 | 11.5553 | 8.7065 | 10.59 | 28.147
LLH PF Price consistent with BPA Revenue Requirement (Slice) of $1,706,216,000
| AUG1 | AUG2 | SEP | OCT | NOV | DEC | JAN | FEB | MAR | APR1 | APR2 | MAY | JUN | JUL
PF Rate | 17.83 | 17.83 | 18.7 | 11.91 | 17.59 | 17.29 | 19.93 | 13.04 | 11.4 | 8.75 | 8.75 | 7.18 | 8.7 | 14.61
|  | AUG | SEP | OCT | NOV | DEC | JAN | FEB | MAR | APR | MAY | JUN | JUL
LLH PF Rate ($/MW-Hr) |  | 17.83 | 18.7 | 11.91 | 17.59 | 17.29 | 19.93 | 13.04 | 11.4 | 8.75 | 7.18 | 8.7 | 14.61

## Demand Change
Change in HLH deliveries in MW-Hrs (Slice case minus Non-Slice case)
HLH | Aug I | Aug II | Sep | Oct | Nov | Dec | Jan | Feb | Mar | Apr I | Apr II | May | Jun | Jul | Total
1929 | 42207.7577 | 16273.5734 | 17636.6721 | 27817.5322 | -1687.5036 | 17346.7488 | -3638.6925 | 12718.2075 | 3695.7946 | -2509.8392 | 7079.4013 | 10167.2507 | 72775.7589 | 37135.1155 | 257017.7773
1930 | 14687.8573 | 12064.8022 | 18552.6376 | 15431.3136 | 13090.919 | 21472.9567 | -2305.6734 | 2971.8172 | -1139.7707 | 8754.056 | 33927.2579 | -734.0015 | 28593.9854 | 43944.2152 | 209312.3725
1931 | 21943.6011 | 16645.6163 | 8463.7559 | 12604.8043 | 14715.5564 | 27499.6724 | -18435.8949 | -19166.8656 | -1614.3209 | 18908.6353 | 169.5862 | 57420.2653 | 40170.0561 | 48855.1365 | 228179.6044
1932 | 16948.0233 | 9077.9455 | 6652.7281 | 14770.7868 | 12838.5821 | 10056.6562 | -16499.7856 | 6290.1701 | 65398.8267 | 51423.9816 | 38263.053 | 101707.7485 | 119335.6837 | 71233.2072 | 507497.6072
1933 | 25646.3714 | 21258.1819 | 24592.6919 | 29471.0454 | 8847.3564 | 22782.077 | 113892.9467 | 58612.0576 | 22959.7205 | 33435.3316 | 7870.9805 | 68250.6187 | 151990.6693 | 102399.1678 | 692009.2167
1934 | 41377.1716 | 45255.7526 | 35385.2669 | 54030.9054 | 51967.8294 | 113692.2459 | 151550.8993 | 105426.0198 | 99628.1176 | 55688.7906 | 48415.0927 | 88319.1031 | 59528.3123 | 22776.1147 | 973041.6218
1935 | 7282.0744 | 2917.6422 | 11046.1806 | 8783.6925 | 893.7218 | 13146.3177 | 104910.2488 | 44998.8656 | 51270.3922 | 37175.9784 | 17597.6124 | 52744.4823 | 99225.745 | 70938.7697 | 522931.7237
1936 | 28816.3441 | 4637.5962 | 13385.8647 | 21611.9093 | 5131.903 | 20710.0705 | 7165.4598 | 15490.4007 | 14466.2856 | 6470.331 | 46695.9873 | 118610.3299 | 73015.9118 | 65266.9602 | 441475.3539
1937 | 18869.8423 | 12377.6584 | 18770.927 | 15867.3679 | 7174.6087 | 18897.1801 | -3678.1244 | 546.7739 | -8341.4951 | -4391.3215 | -12895.8592 | 39805.1135 | 38020.4556 | 36853.7603 | 177876.8877
1938 | 20385.3756 | 13682.317 | 23058.5152 | 18073.442 | 16249.4394 | 30431.6489 | 97855.9624 | 28921.119 | 93017.9327 | 37269.6913 | 32576.3077 | 105864.1456 | 117387.0086 | 53757.717 | 688530.6224
1939 | 15813.9059 | 5272.5025 | 15963.6532 | 29482.0146 | 113.7527 | 14179.2698 | -1912.5007 | 54065.9966 | 57026.2198 | 32815.0964 | 29692.3454 | 69133.2605 | 25746.5425 | 75292.8484 | 422684.9076
1940 | 26757.2941 | 10745.5786 | 18324.5742 | 28828.2272 | 8990.9194 | 17211.9985 | 18805.2253 | 33970.8604 | 92994.7203 | 32774.5461 | 27726.5344 | 39079.9362 | 11507.8149 | 42646.1835 | 410364.4132
1941 | 19368.795 | 8803.721 | 25706.779 | 32037.6264 | 6041.4787 | 17589.133 | 14060.8812 | 5228.3176 | 31603.7505 | 2844.7772 | 13434.713 | 29874.7072 | 65858.3232 | 21954.3233 | 294407.3262
1942 | 15113.0157 | 9861.2159 | 15362.9681 | 28696.1467 | 15598.9181 | 74933.5392 | 97086.7018 | 46907.5702 | 1419.2545 | 20077.2385 | 18223.3997 | 66938.4213 | 90245.637 | 85066.1959 | 585530.2226
1943 | 44185.2104 | 26553.0445 | 28693.3869 | 26015.5848 | 1217.9313 | 15720.607 | 101558.2766 | 87826.1579 | 94419.4516 | 62212.6412 | 54364.3736 | 101335.3935 | 125989.7194 | 93350.7273 | 863442.5059
1944 | 41524.3838 | 30181.6644 | 17087.6588 | 30188.0183 | -414.9973 | 16487.297 | -2293.3733 | 18518.5809 | -8695.9367 | -2308.7158 | 2663.8612 | 22328.8205 | 49411.0445 | 20391.9319 | 235070.2385
1945 | 16887.1124 | 8743.0514 | 6421.0897 | 17122.0301 | 13948.9774 | 9604.2151 | -14757.3022 | -8993.706 | -863.329 | 3719.5122 | 8997.6994 | 79593.1601 | 81520.4687 | 68242.0181 | 290184.9974
1946 | 23205.5719 | 17343.514 | 21103.1866 | 14009.2186 | 3100.0515 | 39380.1138 | 118352.7609 | 36643.4324 | 75234.4322 | 39021.4712 | 42201.7656 | 108623.9665 | 121321.1508 | 77520.5964 | 737061.2324
1947 | 36658.2496 | 9810.2318 | 28666.1068 | 30124.5226 | 5841.8349 | 72481.7706 | 131594.0728 | 104663.4742 | 70251.715 | 35469.2027 | 29474.5989 | 105145.2288 | 113563.5586 | 70607.3067 | 844351.8739
1948 | 35821.0112 | 13648.1829 | 24943.1015 | 81957.2896 | 38408.2051 | 41814.965 | 135181.5781 | 79976.9335 | 48191.1805 | 23535.4292 | 35362.3653 | 138900.7647 | 173986.7473 | 93983.1537 | 965710.9076
1949 | 42815.3384 | 47628.3897 | 38775.2055 | 37914.1928 | 2422.3518 | 14371.0185 | 72459.634 | 30631.9041 | 125506.848 | 43137.3987 | 45100.5859 | 115368.6972 | 110038.6679 | 15398.4236 | 741568.6564
1950 | 5426.401 | -350.9388 | 15723.5036 | 18403.5473 | -3671.3595 | 36371.9692 | 114848.9415 | 79539.3378 | 113968.2329 | 54832.3764 | 40165.6539 | 97953.8236 | 152986.8099 | 96770.8943 | 822969.1931
1951 | 38289.2552 | 34473.4169 | 28472.8859 | 55172.9825 | 48881.3852 | 90432.5382 | 144893.5039 | 123853.1783 | 102595.0773 | 52469.1591 | 44706.3415 | 108536.5698 | 94645.0679 | 88827.7279 | 1056249.0897
1952 | 42744.5764 | 36594.9222 | 27757.6967 | 69874.209 | 17323.931 | 53801.4781 | 125294.9791 | 70238.4993 | 62894.5486 | 54930.6603 | 50470.4216 | 126375.6707 | 122326.9894 | 59670.4379 | 920299.0203
1953 | 36466.4141 | 10660.917 | 16213.8702 | 20757.0817 | 1158.6773 | 21204.2244 | 18021.5121 | 111432.0315 | 83477.3724 | 16527.4586 | 15541.2264 | 75614.3642 | 134761.589 | 93234.4509 | 655071.1898
1954 | 43337.2379 | 35089.428 | 29752.7299 | 37690.9569 | 9957.8279 | 23597.1149 | 87036.1806 | 118573.4875 | 67338.2213 | 36655.0717 | 27765.3253 | 100803.5985 | 131801.6439 | 98902.1924 | 848301.0166
1955 | 45690.0448 | 41771.0924 | 85939.3178 | 53009.9912 | 26268.8121 | 28622.9324 | 69667.9359 | 46695.0493 | -623.1169 | 23374.37 | 20120.2217 | 43092.6022 | 146400.006 | 104030.3876 | 734059.6465
1956 | 41387.141 | 40957.6554 | 32016.9585 | 48308.2015 | 34695.6561 | 85438.8502 | 149015.2752 | 105537.6007 | 104762.0865 | 49009.9656 | 57239.185 | 133444.3375 | 160337.6681 | 93267.1804 | 1135417.7616
1957 | 44800.316 | 36608.3722 | 26278.7446 | 40444.6587 | -174.1845 | 33029.7211 | 64255.7998 | 90773.9418 | 65140.8684 | 51881.6504 | 21727.1791 | 141689.807 | 138395.6584 | 55492.4997 | 810345.0328
1958 | 25586.3683 | 12177.2296 | 19124.4146 | 25734.7992 | -995.0605 | 16056.0546 | 65864.1299 | 108194.4485 | 47243.5596 | 24876.9842 | 38738.2833 | 131844.608 | 127104.5748 | 46291.741 | 687842.1353
1959 | 24350.8582 | 13807.936 | 18723.7026 | 35290.1546 | 21363.1525 | 53313.532 | 145419.6889 | 107650.354 | 84536.8378 | 36290.9759 | 15229.7152 | 94405.4746 | 131381.6636 | 94552.746 | 876316.7918
1960 | 42852.5694 | 32731.0608 | 83129.8432 | 95873.4683 | 58693.6739 | 62323.844 | 121157.7034 | 52150.1076 | 76574.593 | 64717.3645 | 37916.3033 | 66949.3611 | 100841.1985 | 75697.652 | 971608.7429
1961 | 38869.0425 | 11064.4764 | 23704.5882 | 36631.6417 | 12713.758 | 6741.115 | 103980.5026 | 109019.4119 | 82823.0974 | 34081.7895 | 7923.9234 | 100438.7427 | 131045.7443 | 65238.7431 | 764276.5767
1962 | 33862.6496 | 14767.3764 | 15139.6968 | 30945.5057 | -3447.0875 | 11084.9372 | 105625.6284 | 21376.0959 | 30848.8303 | 44394.5842 | 41470.716 | 73329.85 | 71271.2114 | 82998.3669 | 573668.3612
1963 | 42341.3909 | 26447.2662 | 18198.2811 | 46786.7692 | 25410.1221 | 53433.3353 | 116986.122 | 66276.8344 | 36347.4232 | 30078.7176 | 23912.0313 | 59839.2442 | 104023.476 | 77891.3801 | 727972.3935
1964 | 40435.8156 | 23785.069 | 37134.8868 | 28816.6238 | -97.9904 | 9171.0327 | 60909.6667 | 90561.6052 | 15397.5607 | 33611.7644 | 12318.6551 | 67975.2445 | 147313.9742 | 99540.5615 | 666874.4698
1965 | 43361.8427 | 40441.5864 | 44846.9628 | 54243.5097 | 14562.0558 | 93147.4372 | 161519.1443 | 113589.7969 | 105403.4565 | 34941.8315 | 50286.5302 | 112278.8275 | 136447.5491 | 76215.3416 | 1081285.8721
1966 | 42771.752 | 37863.7223 | 29016.8431 | 43812.4227 | 15828.0704 | 31200.8121 | 100025.1865 | 79999.3555 | 34714.8512 | 48836.1638 | 19916.3027 | 55345.6521 | 57379.8292 | 83147.5376 | 679858.5012
1967 | 41298.9087 | 12849.6497 | 19987.8301 | 27578.5435 | -257.4344 | 19672.1739 | 120248.4448 | 105029.9857 | 69868.3027 | 27504.0655 | -4010.0619 | 62750.9587 | 138641.1643 | 94594.1527 | 735756.6841
1968 | 40465.7491 | 37670.2481 | 33105.3479 | 39252.8451 | 10432.9296 | 29366.2149 | 113964.1487 | 102035.9201 | 82845.978 | 9315.3502 | 7198.0085 | 19590.4657 | 105500.2371 | 78843.8071 | 709587.2502
1969 | 42593.3581 | 38362.9324 | 60350.8649 | 56801.904 | 37912.0991 | 48091.2711 | 149924.9946 | 111424.0815 | 92258.0539 | 50421.6577 | 54900.9264 | 131168.9454 | 131944.7313 | 77410.3176 | 1083566.138
1970 | 30326.3213 | 6521.07 | 18668.4141 | 38566.2754 | -634.4481 | 11429.6758 | 53455.1027 | 97546.4579 | 56326.1662 | 16192.8499 | 17907.8374 | 71426.2289 | 115231.2825 | 57890.9764 | 590854.2107
1971 | 31139.0861 | 12854.8135 | 14573.0552 | 24464.7671 | -3970.5479 | 37272.6571 | 153484.4248 | 126244.8226 | 107960.6416 | 49272.4954 | 38319.8621 | 129543.4679 | 156708.8821 | 101264.8392 | 979133.2667
1972 | 43431.0535 | 44984.4195 | 39606.5072 | 36099.7348 | 9757.0365 | 28237.4816 | 147315.2703 | 127158.6997 | 149008.5079 | 57940.2748 | 28873.5042 | 125609.8908 | 160678.531 | 97809.4788 | 1096510.3906
1973 | 44696.6388 | 45327.666 | 43385.4224 | 39022.2195 | 1959.901 | 42861.0665 | 55629.3713 | 37591.6053 | 35232.7506 | -187.589 | -1638.7078 | 16710.8258 | 45879.1629 | 53138.7279 | 459609.0611
1974 | 26174.8717 | 6115.2659 | 9095.522 | 20210.1484 | 13423.3239 | 83391.7485 | 162887.3152 | 126598.8893 | 121841.6448 | 54651.5382 | 52977.6297 | 119187.2804 | 165273.015 | 111408.7306 | 1073236.9237
1975 | 42442.2452 | 40384.3212 | 33408.6853 | 25371.0414 | -1021.8461 | 16402.4622 | 96991.2541 | 83580.4831 | 104722.7588 | 34032.5747 | 19488.9173 | 79625.9806 | 139000.6347 | 106310.4562 | 820739.9685
1976 | 31054.8933 | 25093.414 | 24238.0938 | 50450.7013 | 43606.9631 | 111369.179 | 151957.6033 | 112405.1945 | 76695.4079 | 56148.751 | 37205.5615 | 120118.0002 | 103834.2935 | 91425.1656 | 1035603.2221
1977 | 49252.0128 | 43350.8641 | 98734.5124 | 36917.982 | -727.684 | 18794.9945 | 5089.3075 | 25460.0235 | -18840.8863 | -4546.5243 | 6737.1834 | 18609.0131 | 42075.2019 | 21758.9418 | 342664.9426
1978 | 16077.8436 | 9794.4464 | -427.4586 | 12008.9872 | 11272.564 | 22307.9383 | 83071.7403 | 28287.9493 | 94606.997 | 41560.1933 | 26836.6893 | 73879.6489 | 72873.3425 | 74705.5309 | 566856.4124
Average | 32556.8193 | 22299.6376 | 27289.8935 | 34467.5869 | 12494.3227 | 36159.5459 | 82989.8836 | 66501.4667 | 60247.9923 | 32386.8151 | 26743.7405 | 81532.3179 | 104706.7679 | 71518.8968 | 691895.6867
Change in LLH deliveries in MW-Hrs (Slice case minus Non-Slice case)
LLH | Aug I | Aug II | Sep | Oct | Nov | Dec | Jan | Feb | Mar | Apr I | Apr II | May | Jun | Jul | Total
1929 | 7417.8512 | -2217.5828 | -15901.4975 | -12907.7075 | -26771.6981 | -18879.0018 | -27403.8091 | -17824.9486 | -21242.7636 | -5352.0584 | -8987.9184 | -20313.338 | 13168.6287 | 4684.0147 | -152531.8293
1930 | -4246.2469 | -5713.8417 | -16007.8979 | -18784.9099 | -22628.6936 | -17639.5911 | -27051.5201 | -20010.4183 | -22730.4637 | -3632.9532 | 6443.9231 | -26046.2139 | -8919.8325 | 5040.0542 | -181928.6054
1931 | -1857.2143 | -2523.177 | -18179.0848 | -19231.5805 | -21937.0204 | -18090.6888 | -30166.802 | -29730.2196 | -22574.6983 | 3495.0895 | -11314.4325 | -6256.7611 | -5129.0853 | 5053.4457 | -178442.2293
1932 | -3275.5138 | -7679.1672 | -19458.9701 | -18964.646 | -22614.3902 | -21439.665 | -30778.6527 | -18941.1277 | 411.6761 | 27943.5414 | 20618.0817 | 23438.6437 | 30078.2325 | 13995.0788 | -26666.8786
1933 | -1452.6485 | -290.3354 | -13495.5755 | -11669.4648 | -22948.6346 | -17694.3772 | 40801.592 | 3866.023 | -17823.3094 | 18906.0476 | -4348.9057 | 5369.4157 | 76330.6046 | 82095.5508 | 137645.9826
1934 | 8841.43 | 13167.1254 | -6253.9306 | -1112.546 | -6557.2453 | 29568.5954 | 94324.8891 | 45643.5462 | 25812.5687 | 48848.6475 | 31659.8374 | 57502.3928 | 6892.685 | -3048.5474 | 345289.448
1935 | -8455.6245 | -11105.2255 | -18659.6166 | -21571.167 | -25033.4059 | -19930.2932 | 32610.3347 | -5689.0253 | -10857.4253 | 26135.0665 | -1371.9433 | -2681.8928 | 21755.1474 | 19548.0538 | -25307.017
1936 | -1106.125 | -9911.3965 | -17914.077 | -16017.5865 | -24811.9366 | -19309.682 | -21339.5856 | -15431.6759 | -17683.9178 | -4055.4441 | 19800.6658 | 26963.5756 | 13636.5583 | 9877.2862 | -77303.3412
1937 | -2376.0016 | -5108.9389 | -15157.9697 | -18204.5067 | -24100.2473 | -19355.2754 | -26769.675 | -19905.5868 | -22804.7991 | -5588.1413 | -12255.3787 | -7375.6581 | -2509.6503 | 3634.9413 | -177876.8877
1938 | -2134.5623 | -4391.891 | -13817.9849 | -17200.941 | -21173.2729 | -14333.2868 | 17418.459 | -10738.9581 | 14445.0237 | 15010.2993 | 4606.0795 | 45872.753 | 27754.0174 | 8082.2937 | 49398.0287
1939 | -3429.6701 | -8381.3371 | -16563.0804 | -11189.3867 | -25986.7213 | -19125.3528 | -27125.8893 | 5953.8577 | -7420.5215 | 8327.591 | 3671.2054 | -1324.3343 | -9505.6035 | 17180.2456 | -94918.9973
1940 | -963.9162 | -6175.1618 | -15590.6767 | -12499.5032 | -23901.3014 | -18991.1253 | -19361.2307 | -5538.5583 | 7338.4386 | 8394.1358 | 4726.718 | -9501.5014 | -14205.9607 | 4849.4833 | -101420.16
1941 | -2323.1487 | -7577.7098 | -12690.2022 | -10526.9764 | -24093.404 | -18541.1162 | -20105.5525 | -20940.322 | -17726.4363 | -6458.375 | -7339.8924 | -11949.6292 | 10073.1691 | -1919.5355 | -152119.1311
1942 | -3694.9603 | -6483.4576 | -15987.8421 | -10524.7238 | -20088.4629 | 3651.1325 | 15971.2357 | -4122.5504 | -20164.1365 | 1894.1599 | -3732.4035 | -1803.7438 | 18252.957 | 27649.36 | -19183.4358
1943 | 10467.6919 | 906.4405 | -10441.6839 | -13042.7611 | -24972.6717 | -17982.83 | 18361.9888 | 16864.8503 | 13612.6578 | 42102.377 | 22894.523 | 40738.4278 | 32879.4152 | 27766.5406 | 160154.9662
1944 | 6717.831 | 1436.9053 | -14992.3755 | -11363.1293 | -26115.9585 | -17687.7074 | -26321.5468 | -16179.0776 | -24860.4255 | -4874.6452 | -10229.6634 | -16467.4926 | 1821.1058 | -1909.6481 | -161025.8279
1945 | -3034.4413 | -8134.8794 | -18482.09 | -17536.2846 | -21909.8958 | -21682.3431 | -30383.6873 | -24554.6196 | -22041.4299 | -5226.9442 | -8228.0785 | 4672.4306 | 17532.532 | 12167.6813 | -146842.0498
1946 | -1641.8559 | -1523.4963 | -14293.4685 | -18380.5652 | -24124.6397 | -11200.3608 | 29046.0253 | -7564.8324 | 5318.238 | 14494.5012 | 15991.4558 | 59829.8067 | 32578.3716 | 18650.8639 | 97180.0435
1947 | 3198.7896 | -7336.2761 | -10232.846 | -9248.1507 | -22819.4411 | 6491.508 | 52893.58 | 29137.6329 | 1058.5238 | 11263.6989 | 6266.2454 | 26609.964 | 26231.8591 | 13597.7598 | 127112.8476
1948 | 1578.8167 | -3690.2076 | -12732.3953 | 13630.7536 | -12557.8907 | -10048.7634 | 52905.1683 | 13972.6413 | -7989.05 | 9095.8355 | 12940.7941 | 80773.7947 | 127635.0799 | 57479.9391 | 322994.5163
1949 | 8794.3964 | 13152.7242 | -4513.734 | -6589.9113 | -25001.7868 | -19205.0584 | 5690.5016 | -9999.9681 | 39837.9397 | 18293.3004 | 22382.6101 | 24768.0068 | 25610.755 | -4718.7906 | 88500.9848
1950 | -9633.1992 | -11549.3413 | -16202.8066 | -16451.6148 | -25932.5926 | -13778.974 | 29924.8885 | 12877.6792 | 25310.7374 | 31020.5147 | 17612.7991 | 27876.2449 | 101636.8456 | 50114.2977 | 202825.4788
1951 | 2791.7448 | 2220.3712 | -10533.5321 | 182.9666 | -5747.3089 | 14372.8262 | 70431.3662 | 40244.6405 | 23229.1328 | 35313.3649 | 25526.7643 | 65100.7091 | 20519.5659 | 36174.5503 | 319827.1618
1952 | 8761.0539 | 3280.3311 | -10995.9339 | 6669.3117 | -21072.4605 | -3876.8396 | 47752.8178 | 4479.549 | -4101.8989 | 34553.0162 | 18806.7363 | 72554.9833 | 29846.8425 | 10688.9869 | 197346.4958
1953 | 1718.3483 | -5731.8808 | -15622.8304 | -15574.5257 | -25249.1839 | -18392.2384 | -14797.4528 | 47401.0785 | 8523.7564 | 1536.0042 | -3787.028 | 9088.1649 | 40478.9263 | 32809.552 | 42400.6908
1954 | 9826.9079 | 2400.0908 | -10221.0462 | -7226.9913 | -22726.4402 | -15758.6833 | 8804.3674 | 58727.9889 | -2948.2852 | 14577.2266 | 4865.4527 | 44502.8288 | 89132.4607 | 54771.5193 | 228727.3968
1955 | 17602.0564 | 11465.3551 | 9245.5439 | -1563.9611 | -17178.8761 | -16408.2759 | -983.8458 | -6389.4748 | -24842.7379 | 4604.3404 | -3584.7257 | -7271.6113 | 53421.7913 | 88989.175 | 107104.7535
1956 | 8381.433 | 7672.0118 | -9145.7712 | -2970.6664 | -13609.0308 | 15710.3765 | 73483.5112 | 27823.2477 | 25622.338 | 27880.6171 | 34151.8122 | 93614.7103 | 88947.6861 | 38263.3442 | 415825.6195
1957 | 11152.882 | 2857.7939 | -12011.1155 | -5535.5144 | -25502.6585 | -11506.0925 | -3178.0366 | 31234.1355 | 2686.2907 | 36837.0652 | 5286.0592 | 75829.6792 | 48872.1505 | 7917.1256 | 164939.7643
1958 | -1405.3616 | -5034.4388 | -15028.5639 | -13008.8947 | -25883.0655 | -18200.8729 | -742.252 | 47399.8274 | -9561.9036 | 4248.8992 | 9631.8757 | 47822.6734 | 34745.9204 | 6698.508 | 61682.3512
1959 | -1411.7622 | -3927.9016 | -14902.4113 | -8787.4385 | -18602.0189 | -3263.5545 | 67684.7924 | 29273.0589 | 7412.4127 | 20723.8852 | 759.8407 | 24978.4574 | 68437.8542 | 35586.7554 | 203961.9698
1960 | 9396.3031 | 1946.5428 | 8035.7727 | 23340.0079 | -2144.6223 | -1453.8947 | 48654.3647 | -3524.0792 | 560.3674 | 47278.4353 | 14475.6346 | 3.1348 | 22389.7052 | 20056.3775 | 189014.0497
1961 | 6087.2366 | -5701.1508 | -13063.123 | -9014.7551 | -21300.4383 | -22201.8623 | 23983.5177 | 44541.8957 | 5264.4386 | 16138.0304 | -6632.3411 | 42827.1323 | 88492.3459 | 10359.0011 | 159779.9277
1962 | -35.7143 | -3571.0128 | -16552.0619 | -11021.1973 | -25776.9948 | -20167.2864 | 22375.2821 | -12935.0663 | -17126.8288 | 28250.9843 | 17633.9317 | 3642.9259 | 15319.8942 | 23910.6233 | 3947.4789
1963 | 7474.9377 | 466.2659 | -15174.9786 | -3213.3021 | -16908.5669 | -5918.0987 | 28406.5619 | 3382.4702 | -16275.8468 | 5187.3178 | -2140.7207 | -1886.3543 | 22112.6295 | 21776.9723 | 27289.2872
1964 | 5067.8775 | 332.6754 | -6237.4931 | -11814.6806 | -25467.217 | -21551.5986 | -4955.7147 | 31616.7903 | -19029.1725 | 13988.5092 | -4829.1155 | 3588.6463 | 77812.7029 | 66322.9535 | 104845.163
1965 | 9484.9466 | 5938.5555 | -2180.9901 | -816.2133 | -21650.5265 | 20183.1742 | 82166.969 | 41894.1621 | 23416.1404 | 10079.3849 | 23803.5339 | 46132.7886 | 43812.7336 | 18536.2102 | 300800.8691
1966 | 10473.3985 | 3528.218 | -9846.2938 | -4587.1616 | -21001.6425 | -13763.7055 | 13291.8982 | 7400.3145 | -15432.6489 | 25945.7701 | 1318.3582 | -6901.4187 | 5889.4851 | 27235.0587 | 23549.6302
1967 | 7931.1238 | -4608.8916 | -15284.2943 | -13061.0319 | -25903.8131 | -17108.3806 | 47267.8422 | 27165.0691 | -741.2287 | 14641.1777 | -10826.2305 | 8342.9246 | 68074.2982 | 65149.0112 | 151037.5761
1968 | 13305.9388 | 3518.9377 | -8418.2402 | -6374.6789 | -22185.5922 | -14639.0236 | 26046.5937 | 27430.4712 | 2903.2217 | -3776.733 | -7752.0929 | -16866.8941 | 25139.6174 | 23309.5484 | 41641.0743
1969 | 15301.1491 | 3454.73 | 831.9955 | 841.469 | -13158.9535 | -8325.2935 | 67003.3236 | 26705.7888 | 12085.7991 | 26339.4016 | 21269.0129 | 80418.0523 | 44852.9705 | 20606.992 | 298226.4375
1970 | -722.4471 | -9682.7141 | -15213.4072 | -7859.1235 | -25993.6701 | -20264.1525 | -2557.9843 | 31448.9227 | -8473.4543 | 1151.3215 | -2358.6444 | 1528.4144 | 31364.9631 | 8983.5726 | -18648.4031
1971 | -225.9227 | -4704.7899 | -15612.917 | -14080.9796 | -24931.8898 | -9434.7363 | 52724.9155 | 53046.2774 | 20935.8506 | 33502.6666 | 20618.1619 | 91404.8326 | 67897.0183 | 42886.5414 | 314025.0289
1972 | 14318.2167 | 11013.0791 | -4760.6734 | -8696.7969 | -21757.8112 | -13221.3088 | 49947.0466 | 43186.9651 | 90099.7833 | 41038.1048 | 6305.5835 | 83560.1939 | 93769.7524 | 78563.489 | 463365.6239
1973 | 15472.3818 | 13876.0008 | -3147.4025 | -6535.4299 | -24110.9829 | -6513.5786 | -1929.7013 | -11688.9891 | -16956.3866 | -5970.6948 | -11969.8016 | -18768.6997 | -1287.7586 | 7572.5707 | -71958.4724
1974 | -1599.3114 | -9756.8602 | -17847.2818 | -16001.4016 | -20499.7264 | 9063.34 | 99142.9279 | 58016.0885 | 56781.3239 | 32038.165 | 30107.0431 | 82409.3455 | 118221.4388 | 89152.7842 | 509227.8755
1975 | 9154.3205 | 6934.9821 | -8367.9561 | -13610.9761 | -25829.3715 | -17803.5705 | 12435.4095 | 20255.1775 | 21318.8376 | 12281.7816 | 368.9305 | 23324.0189 | 49635.6922 | 67544.4871 | 157641.7633
1976 | 891.817 | 519.8774 | -13372.5997 | -2476.3626 | -10498.2551 | 24907.5576 | 70335.736 | 32967.7456 | 5654.9531 | 38621.2729 | 17687.0157 | 72053.5487 | 22954.8166 | 53816.7531 | 314063.8763
1977 | 26573.6746 | 21990.1173 | 24782.7713 | -9553.1817 | -25905.4757 | -17992.7332 | -23058.6108 | -12795.6017 | -27913.8018 | -6542.9417 | -8959.2526 | -19645.6176 | -3231.2088 | -2634.1635 | -84886.026
1978 | -3377.909 | -7674.9261 | -20469.1638 | -19828.9956 | -22203.073 | -12494.1 | 9083.3771 | -7817.9237 | 14189.9984 | 23110.7095 | 4477.9386 | 17738.241 | 15919.4294 | 15064.0173 | 5717.6201
Average | 3995.62 | -762.1772 | -11173.6761 | -9231.3563 | -21377.6196 | -10424.5373 | 19439.1947 | 11632.6975 | 1090.1375 | 15672.2665 | 6321.2011 | 24796.414 | 36542.8311 | 26799.6537 | 93320.6498
Change in annual delivered energy in MW hours
Slice case minus Non-Slice case
| HLH | LLH | Sep: Total
1929 | 257017.7773 | -152531.8293 | Sep: 104485.948
1930 | 209312.3725 | -181928.6054 | Sep: 27383.7671
1931 | 228179.6044 | -178442.2293 | Sep: 49737.3751
1932 | 507497.6072 | -26666.8786 | Sep: 480830.7286
1933 | 692009.2167 | 137645.9826 | Sep: 829655.1992
1934 | 973041.6218 | 345289.448 | Sep: 1318331.0698
1935 | 522931.7237 | -25307.017 | Sep: 497624.7067
1936 | 441475.3539 | -77303.3412 | Sep: 364172.0127
1937 | 177876.8877 | -177876.8877 | Sep: 0
1938 | 688530.6224 | 49398.0287 | Sep: 737928.6511
1939 | 422684.9076 | -94918.9973 | Sep: 327765.9103
1940 | 410364.4132 | -101420.16 | Sep: 308944.2532
1941 | 294407.3262 | -152119.1311 | Sep: 142288.1951
1942 | 585530.2226 | -19183.4358 | Sep: 566346.7868
1943 | 863442.5059 | 160154.9662 | Sep: 1023597.4721
1944 | 235070.2385 | -161025.8279 | Sep: 74044.4106
1945 | 290184.9974 | -146842.0498 | Sep: 143342.9476
1946 | 737061.2324 | 97180.0435 | Sep: 834241.2759
1947 | 844351.8739 | 127112.8476 | Sep: 971464.7215
1948 | 965710.9076 | 322994.5163 | Sep: 1288705.4238
1949 | 741568.6564 | 88500.9848 | Sep: 830069.6412
1950 | 822969.1931 | 202825.4788 | Sep: 1025794.6718
1951 | 1056249.0897 | 319827.1618 | Sep: 1376076.2514
1952 | 920299.0203 | 197346.4958 | Sep: 1117645.5161
1953 | 655071.1898 | 42400.6908 | Sep: 697471.8806
1954 | 848301.0166 | 228727.3968 | Sep: 1077028.4134
1955 | 734059.6465 | 107104.7535 | Sep: 841164.4
1956 | 1135417.7616 | 415825.6195 | Sep: 1551243.3812
1957 | 810345.0328 | 164939.7643 | Sep: 975284.797
1958 | 687842.1353 | 61682.3512 | Sep: 749524.4865
1959 | 876316.7918 | 203961.9698 | Sep: 1080278.7616
1960 | 971608.7429 | 189014.0497 | Sep: 1160622.7926
1961 | 764276.5767 | 159779.9277 | Sep: 924056.5044
1962 | 573668.3612 | 3947.4789 | Sep: 577615.8401
1963 | 727972.3935 | 27289.2872 | Sep: 755261.6808
1964 | 666874.4698 | 104845.163 | Sep: 771719.6328
1965 | 1081285.8721 | 300800.8691 | Sep: 1382086.7412
1966 | 679858.5012 | 23549.6302 | Sep: 703408.1314
1967 | 735756.6841 | 151037.5761 | Sep: 886794.2601
1968 | 709587.2502 | 41641.0743 | Sep: 751228.3245
1969 | 1083566.138 | 298226.4375 | Sep: 1381792.5755
1970 | 590854.2107 | -18648.4031 | Sep: 572205.8076
1971 | 979133.2667 | 314025.0289 | Sep: 1293158.2957
1972 | 1096510.3906 | 463365.6239 | Sep: 1559876.0145
1973 | 459609.0611 | -71958.4724 | Sep: 387650.5887
1974 | 1073236.9237 | 509227.8755 | Sep: 1582464.7991
1975 | 820739.9685 | 157641.7633 | Sep: 978381.7318
1976 | 1035603.2221 | 314063.8763 | Sep: 1349667.0984
1977 | 342664.9426 | -84886.026 | Sep: 257778.9166
1978 | 566856.4124 | 5717.6201 | Sep: 572574.0325
Average | 691895.6867 | 93320.6498 | Sep: 785216.3365