## Base costs - oil (REVISED)
UTILITY_CODE | PLANT_CODE | Capacity, MW (Nameplate Rating, mW) | Capacity for plant, MW (Nameplate Rating, mW) | COLLECTOR TYPE 1 | COLLECTOR TYPE 2 | COLLECTOR TYPE 3 | JAN_HEAT_CONTENT | FEB_HEAT_CONTENT | MAR_HEAT_CONTENT | APR_HEAT_CONTENT | MAY_HEAT_CONTENT | JUN_HEAT_CONTENT | JUL_HEAT_CONTENT | AUG_HEAT_CONTENT | SEP_HEAT_CONTENT | OCT_HEAT_CONTENT | NOV_HEAT_CONTENT | DEC_HEAT_CONTENT | Total Btu | Oil Btu | PLANT_CODE |  |  | Operating time, h/y | [6 empty] | Controlled emission rate, Ni, lb/y | Controlled emission rate, PM, 90 % distl, lb/y to be subtracted | Controlled emission rate, Ni, 90 % distl, lb/y to be subtracted | Controlled emission rate, PM, 98 % distl, lb/y to be subtracted | Controlled emission rate, Ni, 98 % distl, lb/y to be subtracted | Controlled emission rate, PM, MC, lb/y to be subtracted | Controlled emission rate, Ni, MC, lb/y to be subtracted | Subject to Subpart D, Da, or N | In Service Date | Solid waste, tpy | ESP Capital cost for combined units, $ | 90 % Dist. oil capital costs to be subtracted | 98 % Dist. oil capital costs to be subtracted | ESP Capital costs to be subtracted for units with MC, $ | ESP annual cost for combined units, $/y | Energy usage for combined units, kWh/y | Baseline Ni emissions, combined units, lb/y | Controlled Ni emissions, combined units, lb/y | Post-rule solid waste, combined, tpy | Post-rule solid waste, combined, 90 % D.O. tpy
803 | 116 | 114 |  | No Control | No Control | No Control | 145780 |  |  |  | 145780 | [7 empty] | 303860 | 291560 | 116 | 145780 | 291560 | 3656 | [6 empty] | #REF! | #REF! | #REF! | #REF! | #REF! | #REF! | #REF! | N | 1960-06-01 |  |  | #REF! | #REF! |  |  |  | 0 |  | 0 | #REF!
803 | 116 | 114 | 228 | No Control | No Control | No Control |  |  |  |  | 145780 | [7 empty] | 158080 | 145780 | 116 | 145780 | 145780 | 3656 | [6 empty] | #REF! | #REF! | #REF! | #REF! | #REF! | #REF! | #REF! | N | 1960-03-01 |  | 15732361.9033 | #REF! | #REF! | #REF! | 2777060.2358 | 6583044 | 10002.816 | 1667.136 | 15.5105 | #REF!
803 | 118 | 125 |  | No Control | No Control | No Control | 1031 | 1025 | 1028 | 1029 | 1029 | 1032 | 1032 | 1032 | 1027 | 1029 | 1030 | 1027 | 466340 | 453989 | 118 | 1029.25 | 12351 | 3656 | [6 empty] | #REF! | #REF! | #REF! | #REF! | #REF! | #REF! | #REF! | N | 1954-07-01 |  |  | #REF! | #REF! |  |  |  | 0 |  | 0 | #REF!
803 | 118 | 125 | 250 | No Control | No Control | No Control |  | 1025 | 1028 | 1029 | 1029 | 1032 | 1032 | 1032 | 1027 | 1029 | 1030 | 1027 | 767892 | 756572 | 118 | 1029.0909 | 11320 | 3656 | [6 empty] | #REF! | #REF! | #REF! | #REF! | #REF! | #REF! | #REF! | N | 1955-06-01 |  | 16677209.4386 | #REF! | #REF! | #REF! | 2963525.4894 | 7218250 | 10968 | 1828 | 17.0071 | #REF!
807 | 202 | 122 | 122 | No Control | No Control | No Control | 1018 | 1010 | 1012 | 1011 | 1012 | 1013 | 1014 | 1015 | 1016 | 1016 |  |  | 1404137 | 1394000 | 202 | 1013.7 | 10137 | 3656 | [6 empty] | #REF! | #REF! | #REF! | #REF! | #REF! | #REF! | #REF! | N | 1966-07-01 |  | 10317041.776 | #REF! | #REF! | #REF! | 1755952.0908 | 3522506 | 5352.384 | 892.064 | 8.2995 | #REF!
807 | 203 | 133 | 133 | No Control | No Control | No Control |  | 1050 |  | 1039 | 1040 | 1022 | 1025 | 1033 | 1040 | 1055 | 1043 |  | 1217347 | 1208000 | 203 | 1038.5556 | 9347 | 3656 | [6 empty] | #REF! | #REF! | #REF! | #REF! | #REF! | #REF! | #REF! | N | 1972-05-01 |  | 10961488.9564 | #REF! | #REF! | #REF! | 1873643.2815 | 3840109 | 5834.976 | 972.496 | 9.0478 | #REF!
963 | 2378 | 176 | 176 | MC | No Control | No Control | 142247 | 140250 | 143410 | 140093 |  | 140866 | 142015 | 140037 | 140024 | 140540 |  |  | 2760879 | 2760879 | 2378 | 141053.5556 | 1269482 | 3656 | [6 empty] | #REF! | #REF! | #REF! | #REF! | #REF! | #REF! | #REF! | N | 1974-12-01 | 8.3811 | 13278258.992 | #REF! | #REF! | #REF! | 2304926.6574 | 5081648 | 2316.4416 | 1286.912 | 11.973 | #REF!
1015 | 3548 | 321 |  | No Control | No Control | No Control | 137500 | [11 empty] | 146832 | 137500 | 3548 | 137500 | 137500 | 3656 | [6 empty] | #REF! | #REF! | #REF! | #REF! | #REF! | #REF! | #REF! | N | 1971-07-01 |  |  | #REF! | #REF! |  |  |  | 0 |  | 0 | #REF!
1015 | 3548 | 405 | 726 | No Control | No Control | No Control | 137500 | [11 empty] | 149944 | 137500 | 3548 | 137500 | 137500 | 3656 | [6 empty] | #REF! | #REF! | #REF! | #REF! | #REF! | #REF! | #REF! | D | 1977-08-01 |  | 29166236.9751 | #REF! | #REF! | #REF! | 5867037.7773 | 20961798 | 31851.072 | 5308.512 | 49.3886 | #REF!
2172 | 3628 | 200 | 200 | No Control | No Control | No Control | [10 empty] | 138000 |  | 149292 | 138000 | 3628 | 138000 | 138000 | 3656 | [6 empty] | #REF! | #REF! | #REF! | #REF! | #REF! | #REF! | #REF! | D | 1975-08-01 |  | 14452576.1493 | #REF! | #REF! | #REF! | 2528756.9343 | 5774600 | 8774.4 | 1462.4 | 13.6057 | #REF!
2716 | 302 | 110 |  | No Control | No Control | No Control | 1023 | 1017 | 1015 | 1015 | 1019 | 1021 | 1026 | 1023 | 1021 | 1091 | 1017 | 1022 | 442087 | 429777 | 302 | 1025.8333 | 12310 | 3656 | [6 empty] | #REF! | #REF! | #REF! | #REF! | #REF! | #REF! | #REF! | N | 1954-11-01 |  |  | #REF! | #REF! |  |  |  | 0 |  | 0 | #REF!
2716 | 302 | 110 |  | No Control | No Control | No Control | 1023 | 1017 | 1015 | 1015 | 1019 | 1021 | 1026 | 1023 | 1021 | 1019 | 1017 | 1022 | 587722 | 575484 | 302 | 1019.8333 | 12238 | 3656 | [6 empty] | #REF! | #REF! | #REF! | #REF! | #REF! | #REF! | #REF! | N | 1956-07-01 |  |  | #REF! | #REF! |  |  |  | 0 |  | 0 | #REF!
2716 | 302 | 110 | 330 | No Control | No Control | No Control | 1023 | 1017 | 1015 | 1015 | 1019 | 1021 | 1026 | 1023 | 1021 | 1019 | 1017 | 1022 | 440215 | 427977 | 302 | 1019.8333 | 12238 | 3656 | [6 empty] | #REF! | #REF! | #REF! | #REF! | #REF! | #REF! | #REF! | N | 1958-08-01 |  | 19733532.6641 | #REF! | #REF! | #REF! | 3587625.0317 | 9528090 | 14477.76 | 2412.96 | 22.4493 | #REF!
2716 | 302 | 306 |  | No Control | No Control | No Control | 1023 | 1017 | 1015 | 1015 | 1019 | 1021 | 1026 | 1023 | 1021 | 1019 | 1017 | 1022 | 228603 | 216365 | 302 | 1019.8333 | 12238 | 3656 | [6 empty] | #REF! | #REF! | #REF! | #REF! | #REF! | #REF! | #REF! | N | 1973-11-01 |  |  | #REF! | #REF! |  |  |  | 0 |  | 0 | #REF!
2716 | 302 | 346 | 652 | No Control | No Control | No Control | 1023 | 1017 | 1015 | 1015 | 1019 | 1021 | 1026 | 1023 | 1021 | 1019 |  | 1022 | 440342 | 429121 | 302 | 1020.0909 | 11221 | 3656 | [6 empty] | #REF! | #REF! | #REF! | #REF! | #REF! | #REF! | #REF! | D | 1978-11-01 |  | 27937998.4366 | #REF! | #REF! | #REF! | 5517074.2355 | 18825196 | 28604.544 | 4767.424 | 44.3545 | #REF!
3249 | 2480 | 72 | 72 | EK | No Control | No Control | 1006 | 1021 | 1013 | 1019 | 1018 | 1013 |  | 1013 | 1020 | 1013 |  |  | 1372195 | 1363059 | 2480 | 1015.1111 | 9136 | 3656 | [6 empty] | #REF! | #REF! | #REF! | #REF! | #REF! | #REF! | #REF! | N | 1951-12-01 | 4.898 |  | #REF! | #REF! |  |  |  | 631.7568 | 526.464 | 4.898 | #REF!
3249 | 2480 | 74 | 74 | EK | No Control | No Control | 1006 | 1021 | 1013 | 1019 | 1018 | 1013 | 1013 | 1020 |  | 1025 | 1020 | 1017 | 1223078 | 1211893 | 2480 | 1016.8182 | 11185 | 3656 | [6 empty] | #REF! | #REF! | #REF! | #REF! | #REF! | #REF! | #REF! | N | 1954-09-01 | 5.0341 |  | #REF! | #REF! |  |  |  | 649.3056 | 541.088 | 5.0341 | #REF!
3249 | 8006 | 621 | 621 | MC | No Control | No Control | 1026 | 1031 | 1012 | 1020 | 1024 | 1017 | 1013 | 1014 | 1016 | 1025 | 1020 | 1017 | 1686087 | 1673852 | 8006 | 1019.5833 | 12235 | 3656 | [6 empty] | #REF! | #REF! | #REF! | #REF! | #REF! | #REF! | #REF! | N | 1974-12-01 | 29.5719 | 27362607.1792 | #REF! | #REF! | #REF! | 5361814.8716 | 17930133 | 8173.3536 | 4540.752 | 42.2456 | #REF!
3249 | 8006 | 621 | 621 | MC | No Control | No Control | 1026 | 1031 | 1012 | 1020 | 1024 | 1017 | 1013 | 1014 |  | 1025 | 1020 | 1017 | 1686608 | 1675389 | 8006 | 1019.9091 | 11219 | 3656 | [6 empty] | #REF! | #REF! | #REF! | #REF! | #REF! | #REF! | #REF! | N | 1974-09-01 | 29.5719 | 27362607.1792 | #REF! | #REF! | #REF! | 5361814.8716 | 17930133 | 8173.3536 | 4540.752 | 42.2456 | #REF!
3265 | 6190 | 446 | 446 | No Control | No Control | No Control | 141900 | [5 empty] | 141900 |  |  | 141900 |  |  | 438367 | 425700 | 6190 | 141900 | 425700 | 3656 | [6 empty] | #REF! | #REF! | #REF! | #REF! | #REF! | #REF! | #REF! | N | 1975-06-01 |  | 23326273.3328 | #REF! | #REF! | #REF! | 4373289.2423 | 12877358 | 19566.912 | 3261.152 | 30.3406 | #REF!
3278 | 4939 | 352 |  | No Control | No Control | No Control | 1047 | 1043 | 1041 |  | 1010 | 1004 | 1009 | 1010 | 1017 | 1030 | 1040 | 1055 | 156544 | 145238 | 4939 | 1027.8182 | 11306 | 3656 | [6 empty] | #REF! | #REF! | #REF! | #REF! | #REF! | #REF! | #REF! | N | 1974-05-01 |  |  | #REF! | #REF! |  |  |  | 0 |  | 0 | #REF!
3278 | 4939 | 351 | 703 | No Control | No Control | No Control | 1047 | 1043 | 1041 | 1040 | 1010 | 1004 | 1009 | 1010 | 1017 | 1030 | 1040 | 1055 | 157584 | 145238 | 4939 | 1028.8333 | 12346 | 3656 | [6 empty] | #REF! | #REF! | #REF! | #REF! | #REF! | #REF! | #REF! | D | 1976-07-01 |  | 28805542.3749 | #REF! | #REF! | #REF! | 5761258.9894 | 20297719 | 30842.016 | 5140.336 | 47.8239 | #REF!
4166 | 1553 | 104 | 104 | EK | No Control | No Control | 1107 | 1126 | 1105 | 1091 | 1080 | 1060 | 1031 |  | 1024 | 1032 | 1059 | 1066 | 1831630 | 1819849 | 1553 | 1071 | 11781 | 3656 | [6 empty] | #REF! | #REF! | #REF! | #REF! | #REF! | #REF! | #REF! | N | 1952-12-01 | 7.0749 |  | #REF! | #REF! |  |  |  | 912.5376 | 760.448 | 7.0749 | #REF!
4166 | 1554 | 133 |  | MC | EK | No Control | 1107 | 1126 | 1105 |  | 1080 | 1060 | 1031 | 1028 | 1024 | 1032 | 1059 | 1066 | 1526744 | 1515026 | 1554 | 1065.2727 | 11718 | 3656 | [6 empty] | #REF! | #REF! | #REF! | #REF! | #REF! | #REF! | #REF! | N | 1956-02-01 | 6.3334 |  | #REF! | #REF! |  |  |  | 0 |  | 0 | #REF!
4166 | 1554 | 415 | 548 | MC | No Control | No Control | 1107 | 1126 | 1105 | 1091 | 1080 | 1060 | 1031 | 1028 | 1024 | 1032 | 1059 | 1066 | 1816407 | 1803598 | 1554 | 1067.4167 | 12809 | 3656 | [6 empty] | #REF! | #REF! | #REF! | #REF! | #REF! | #REF! | #REF! | N | 1972-08-01 | 19.7622 | 25851794.8431 | #REF! | #REF! | #REF! | 4974043.8681 | 15822404 | 7212.5568 | 4006.976 | 37.2795 | #REF!
4254 | 1702 | 605 | 605 | No Control | No Control | No Control | 1034 | 1031 | 1037 | 1035 | 1030 | 1043 | 1032 | 1032 | 1032 | 1030 | 1018 |  | 1675702 | 1664348 | 1702 | 1032.1818 | 11354 | 3656 | [6 empty] | #REF! | #REF! | #REF! | #REF! | #REF! | #REF! | #REF! | N | 1974-06-01 |  | 27050677.5262 | #REF! | #REF! | #REF! | 5279554.891 | 17468165 | 26542.56 | 4423.76 | 41.1571 | #REF!
4254 | 1702 | 626 | 626 | No Control | No Control | No Control |  |  | 1037 | 1035 | 1030 | 1043 | 1032 | 1032 | 1032 | 1030 | 1018 | 1019 | 1525537 | 1515229 | 1702 | 1030.8 | 10308 | 3656 | [6 empty] | #REF! | #REF! | #REF! | #REF! | #REF! | #REF! | #REF! | N | 1977-06-01 |  | 27457968.3588 | #REF! | #REF! | #REF! | 5387220.1403 | 18074498 | 27463.872 | 4577.312 | 42.5857 | #REF!
4318 | 593 | 446 | 446 | MC | No Control | No Control | 1048 | 1041 | 1042 | 1038 | 1037 | 1033 | 1035 | 1032 | 1032 | 1031 | 1032 | 1033 | 1809855 | 1797421 | 593 | 1036.1667 | 12434 | 3656 | [6 empty] | #REF! | #REF! | #REF! | #REF! | #REF! | #REF! | #REF! | N | 1973-08-01 | 21.2384 | 23326273.3328 | #REF! | #REF! | #REF! | 4373289.2423 | 12877358 | 5870.0736 | 3261.152 | 30.3406 | #REF!
5027 | 1564 | 162 | 162 | MC | No Control | No Control |  |  | 137452 |  |  |  | 135486 | 135486 |  |  |  | 135486 | 2213162 | 3312650 | 1564 | 135977.5 | 543910 | 3656 | [6 empty] | #REF! | #REF! | #REF! | #REF! | #REF! | #REF! | #REF! | N | 1971-12-01 | 7.7144 | 12556251.809 | #REF! | #REF! | #REF! | 2169099.8633 | 4677426 | 2132.1792 | 1184.544 | 11.0206 | #REF!
5109 | 6035 | 815 | 815 | No Control | No Control | No Control | 141786 | 145102 | 137764 |  |  | 137277 | 137987 | 144116 | 138743 | 138936 | 138303 | 138366 | 4463737 | 4452613 | 6035 | 139838 | 1398380 | 3656 | [6 empty] | #REF! | #REF! | #REF! | #REF! | #REF! | #REF! | #REF! | D | 1979-07-01 |  | 30395953.0071 | #REF! | #REF! | #REF! | 6252751.3826 | 23531495 | 35755.68 | 5959.28 | 55.4431 | #REF!
5403 | 310 | 136 |  | No Control | No Control | No Control | 1024 | 1017 | 1015 | 1019 | 1019 | 1021 | 1021 | 1021 | 1018 | 1016 | 1014 | 1017 | 316827 | 304605 | 310 | 1018.5 | 12222 | 3656 | [6 empty] | #REF! | #REF! | #REF! | #REF! | #REF! | #REF! | #REF! | N | 1960-07-01 |  |  | #REF! | #REF! |  |  |  | 0 |  | 0 | #REF!
5403 | 310 | 136 |  | No Control | No Control | No Control | 1024 | 1017 | 1015 | 1019 | 1019 | 1021 | 1021 | 1021 | 1018 | 1016 | 1014 | 1017 | 324653 | 312431 | 310 | 1018.5 | 12222 | 3656 | [6 empty] | #REF! | #REF! | #REF! | #REF! | #REF! | #REF! | #REF! | N | 1962-06-01 |  |  | #REF! | #REF! |  |  |  | 0 |  | 0 | #REF!
5403 | 310 | 202 |  | No Control | No Control | No Control |  |  | 1015 | 1019 | 1019 | 1021 | 1021 | 1021 | 1018 | 1016 | 1014 | 1017 | 323625 | 313444 | 310 | 1018.1 | 10181 | 3656 | [6 empty] | #REF! | #REF! | #REF! | #REF! | #REF! | #REF! | #REF! | N | 1964-09-01 |  |  | #REF! | #REF! |  |  |  | 0 |  | 0 | #REF!
5403 | 310 | 240 | 714 | No Control | No Control | No Control | 1024 | 1017 | 1015 | 1019 | 1019 | 1021 | 1021 | 1021 | 1018 |  |  | 1017 | 323287 | 313095 | 310 | 1019.2 | 10192 | 3656 | [6 empty] | #REF! | #REF! | #REF! | #REF! | #REF! | #REF! | #REF! | N | 1971-12-01 |  | 28980348.2701 | #REF! | #REF! | #REF! | 5812175.8312 | 20615322 | 31324.608 | 5220.768 | 48.5722 | #REF!
5517 | 891 | 46 |  | No Control | No Control | No Control |  | 140000 | 140000 | 140000 | [8 empty] | 1596000 | 1596000 | 891 | 140000 | 420000 | 3656 | [6 empty] | #REF! | #REF! | #REF! | #REF! | #REF! | #REF! | #REF! | N | 1947-10-01 |  |  | #REF! | #REF! |  |  |  | 0 |  | 0 | #REF!
5517 | 891 | 46 |  | No Control | No Control | No Control |  | 140000 | 140000 | 140000 | [8 empty] | 1596000 | 1596000 | 891 | 140000 | 420000 | 3656 | [6 empty] | #REF! | #REF! | #REF! | #REF! | #REF! | #REF! | #REF! | N | 1947-08-01 |  |  | #REF! | #REF! |  |  |  | 0 |  | 0 | #REF!
5517 | 891 | 46 |  | No Control | No Control | No Control |  | 140000 | 140000 | 140000 | [8 empty] | 1596000 | 1596000 | 891 | 140000 | 420000 | 3656 | [6 empty] | #REF! | #REF! | #REF! | #REF! | #REF! | #REF! | #REF! | N | 1947-07-01 |  |  | #REF! | #REF! |  |  |  | 0 |  | 0 | #REF!
5517 | 891 | 46 |  | No Control | No Control | No Control |  | 140000 | 140000 | 140000 | [8 empty] | 1596000 | 1596000 | 891 | 140000 | 420000 | 3656 | [6 empty] | #REF! | #REF! | #REF! | #REF! | #REF! | #REF! | #REF! | N | 1948-11-01 |  |  | #REF! | #REF! |  |  |  | 0 |  | 0 | #REF!
5517 | 891 | 46 |  | No Control | No Control | No Control |  | 140000 | 140000 | 140000 | [8 empty] | 1596000 | 1596000 | 891 |  |  | 3656 | [6 empty] | #REF! | #REF! | #REF! | #REF! | #REF! | #REF! | #REF! | N | 1949-11-01 |  |  | #REF! | #REF! |  |  |  | 0 |  | 0 | #REF!
5517 | 891 | 488 | 718 | EH | No Control | No Control |  | 140000 | 140000 | 140000 | [8 empty] | 1596000 | 1596000 | 891 |  |  | 3656 | [6 empty] | #REF! | #REF! | #REF! | #REF! | #REF! | #REF! | #REF! | N | 1950-03-01 |  | 29042864.8021 | #REF! | #REF! | #REF! | 5830541.8626 | 20730814 | 31500.096 | 5250.016 | 48.8443 | #REF!
5624 | 10025 | 26 | 26 | EW | No Control | No Control | [7 empty] | 154670 | 154670 |  |  |  | 309340 | 309340 | 10025 |  |  | 3656 | [6 empty] | #REF! | #REF! | #REF! | #REF! | #REF! | #REF! | #REF! | N | 1972-06-01 |  | 7342821.3168 | #REF! | #REF! | #REF! | 1110889.25 | 750698 | 228.1344 | 190.112 | 1.7687 | #REF!
6452 | 609 | 402 |  | MC | No Control | No Control | 1000 | 1000 | 1000 | 1000 | 1000 | 1000 | 1000 | 1000 | 1000 | 1000 | 1000 | 1000 | 1827905 | 1815905 | 609 |  |  | 3656 | [6 empty] | #REF! | #REF! | #REF! | #REF! | #REF! | #REF! | #REF! | N | 1965-04-01 | 19.1432 |  | #REF! | #REF! |  |  |  | 0 |  | 0 | #REF!
6452 | 609 | 402 | 804 | MC | No Control | No Control | 1000 | 1000 | 1000 | 1000 | 1000 | 1000 | 1000 | 1000 | 1000 | 1000 | 1000 | 1000 | 1827903 | 1815903 | 609 |  |  | 3656 | [6 empty] | #REF! | #REF! | #REF! | #REF! | #REF! | #REF! | #REF! | N | 1969-05-01 | 19.1432 | 30257634.8489 | #REF! | #REF! | #REF! | 6207022.4256 | 23213892 | 10581.9264 | 5878.848 | 54.6948 | #REF!
6452 | 617 | 225 |  | MC | No Control | No Control | 1000 | 1000 | 1000 | 1000 | 1000 | 1000 | 1000 | 1000 | 1000 | 1000 | 1000 | 1000 | 1824404 | 1812404 | 617 |  |  | 3656 | [6 empty] | #REF! | #REF! | #REF! | #REF! | #REF! | #REF! | #REF! | N | 1960-05-01 | 10.7145 |  | #REF! | #REF! |  |  |  | 0 |  | 0 | #REF!
6452 | 617 | 225 |  | MC | No Control | No Control | 1000 | 1000 | 1000 | 1000 | 1000 | 1000 | 1000 | 1000 | 1000 | 1000 | 1000 | 1000 | 1824404 | 1812404 | 617 |  |  | 3656 | [6 empty] | #REF! | #REF! | #REF! | #REF! | #REF! | #REF! | #REF! | N | 1961-04-01 | 10.7145 |  | #REF! | #REF! |  |  |  | 0 |  | 0 | #REF!
6452 | 617 | 402 |  | MC | No Control | No Control | 1000 | 1000 |  | 1000 | 1000 | 1000 | 1000 | 1000 | 1000 | 1000 | 1000 | 1000 | 1823404 | 1812404 | 617 |  |  | 3656 | [6 empty] | #REF! | #REF! | #REF! | #REF! | #REF! | #REF! | #REF! | N | 1964-06-01 | 19.1432 |  | #REF! | #REF! |  |  |  | 0 |  | 0 | #REF!
6452 | 617 | 402 | 1254 | MC | No Control | No Control | 1000 | 1000 | 1000 | 1000 | 1000 | 1000 | 1000 | 1000 | 1000 | 1000 | 1000 | 1000 | 1824404 | 1812404 | 617 |  |  | 3656 | [6 empty] | #REF! | #REF! | #REF! | #REF! | #REF! | #REF! | #REF! | N | 1965-04-01 | 19.1432 | 33319290.7285 | #REF! | #REF! | #REF! | 7708533.2855 | 36206742 | 16504.6464 | 9169.248 | 85.3075 | #REF!
6452 | 619 | 310 |  | MC | No Control | No Control | 1000 | 1000 | 1000 | 1000 | 1000 | 1000 | 1000 | 1000 | 1000 | 1000 | 1000 | 1000 | 1683881 | 1671881 | 619 |  |  | 3656 | [6 empty] | #REF! | #REF! | #REF! | #REF! | #REF! | #REF! | #REF! | N | 1962-05-01 | 14.7621 |  | #REF! | #REF! |  |  |  | 0 |  | 0 | #REF!
6452 | 619 | 310 | 620 | MC | No Control | No Control | 1000 | 1000 | 1000 | 1000 | 1000 | 1000 | 1000 | 1000 | 1000 | 1000 | 1000 |  | 1682340 | 1671340 | 619 |  |  | 3656 | [6 empty] | #REF! | #REF! | #REF! | #REF! | #REF! | #REF! | #REF! | N | 1963-03-01 | 14.7621 | 27343414.9588 | #REF! | #REF! | #REF! | 5356716.7583 | 17901260 | 8160.192 | 4533.44 | 42.1776 | #REF!
6452 | 620 | 156 |  | No Control | No Control | No Control | 1000 | 1000 | 1000 | 1000 | 1000 | 1000 | 1000 | 1000 | 1000 | 1000 | 1000 | 1000 | 1829976 | 1817976 | 620 |  |  | 3656 | [6 empty] | #REF! | #REF! | #REF! | #REF! | #REF! | #REF! | #REF! | N | 1959-05-01 |  |  | #REF! | #REF! |  |  |  | 0 |  | 0 | #REF!
6452 | 620 | 436 | 592 | MC | No Control | No Control | 1000 | 1000 | 1000 | 1000 | 1000 | 1000 | 1000 | 1000 | 1000 | 1000 | 1000 | 1000 | 1678069 | 1666069 | 620 |  |  | 3656 | [6 empty] | #REF! | #REF! | #REF! | #REF! | #REF! | #REF! | #REF! | N | 1972-07-01 | 20.7622 | 26789491.7558 | #REF! | #REF! | #REF! | 5211617.7549 | 17092816 | 7791.6672 | 4328.704 | 40.2728 | #REF!
6452 | 621 | 402 |  | MC | No Control | No Control | 1000 | 1000 | 1000 | 1000 | 1000 | 1000 | 1000 | 1000 | 1000 | 1000 | 1000 | 1000 | 1833571 | 1821571 | 621 |  |  | 3656 | [6 empty] | #REF! | #REF! | #REF! | #REF! | #REF! | #REF! | #REF! | N | 1967-04-01 | 19.1432 |  | #REF! | #REF! |  |  |  | 0 |  | 0 | #REF!
6452 | 621 | 402 | 804 | MC | No Control | No Control | 1000 | 1000 | 1000 | 1000 | 1000 | 1000 | 1000 | 1000 | 1000 | 1000 | 1000 | 1000 | 1833571 | 1821571 | 621 |  |  | 3656 | [6 empty] | #REF! | #REF! | #REF! | #REF! | #REF! | #REF! | #REF! | N | 1968-04-01 | 19.1432 | 30257634.8489 | #REF! | #REF! | #REF! | 6207022.4256 | 23213892 | 10581.9264 | 5878.848 | 54.6948 | #REF!
6452 | 6042 | 863 | 863 | MC | No Control | No Control | 151595 | 151381 | 151095 | 150452 | 150833 | 151667 | 150929 | 151524 | 151405 | 151571 | 152071 | 152214 | 1816737 | 1816737 | 6042 |  |  | 3656 | [6 empty] | #REF! | #REF! | #REF! | #REF! | #REF! | #REF! | #REF! | N | 1976-10-01 | 41.0959 | 30956913.2065 | #REF! | #REF! | #REF! | 6446237.5721 | 24917399 | 11358.4608 | 6310.256 | 58.7084 | #REF!
6452 | 6042 | 863 | 863 | MC | No Control | No Control | 151595 | 151381 | 151095 | 150452 | 150933 | 151667 | 150929 | 151524 | 151405 | 151571 | 152071 | 152214 | 1816837 | 1816837 | 6042 |  |  | 3656 | [6 empty] | #REF! | #REF! | #REF! | #REF! | #REF! | #REF! | #REF! | N | 1977-12-01 | 41.0959 | 30956913.2065 | #REF! | #REF! | #REF! | 6446237.5721 | 24917399 | 11358.4608 | 6310.256 | 58.7084 | #REF!
6452 | 6043 | 863 | 863 | MC | No Control | No Control | 1000 | 1000 | 1000 | 1000 | 1000 | 1000 | 1000 | 1000 | 1000 | 1000 | 1000 | 1000 | 1831333 | 1819333 | 6043 |  |  | 3656 | [6 empty] | #REF! | #REF! | #REF! | #REF! | #REF! | #REF! | #REF! | D | 1980-12-01 | 41.0959 | 30956913.2065 | #REF! | #REF! | #REF! | 6446237.5721 | 24917399 | 11358.4608 | 6310.256 | 58.7084 | #REF!
6455 | 634 | 128 |  | EK | No Control | No Control | 138738 |  | 138738 | 138738 | 138738 | 138546 | 138543 | 138543 | 138593 | 138593 | 138593 | 138593 | 3361171 | 3361171 | 634 |  |  | 3656 | [6 empty] | #REF! | #REF! | #REF! | #REF! | #REF! | #REF! | #REF! | N | 1958-09-01 | 8.7076 |  | #REF! | #REF! |  |  |  | 0 |  | 0 | #REF!
6455 | 634 | 128 | 256 | No Control | No Control | No Control | 151153 | 151872 | 151920 | 152435 | 153182 | 153066 | 153726 | 153807 | 154343 | 154850 | 155288 | 154816 | 1840458 | 1840458 | 634 |  |  | 3656 | [6 empty] | #REF! | #REF! | #REF! | #REF! | #REF! | #REF! | #REF! | N | 1961-09-01 |  | 16926344.5522 | #REF! | #REF! | #REF! | 3013163.9147 | 7391488 | 11231.232 | 1871.872 | 17.4152 | #REF!
6455 | 634 | 239 | 239 | No Control | No Control | No Control |  | 1061 | 1063 | 1052 | 1049 | 1045 | 1045 | 1039 | 1036 | 1026 | 1031 | 1032 | 1851100 | 1839621 | 634 |  |  | 3656 | [6 empty] | #REF! | #REF! | #REF! | #REF! | #REF! | #REF! | #REF! | N | 1963-07-01 |  | 16211088.504 | #REF! | #REF! | #REF! | 2871189.0095 | 6900647 | 10485.408 | 1747.568 | 16.2588 | #REF!
6455 | 638 | 35 |  | No Control | No Control | No Control | 155565 |  |  | 155565 | 155565 | 156360 | 155673 | 158056 | 158056 | 158056 |  |  | 1252896 | 1252896 | 638 |  |  | 3656 | [6 empty] | #REF! | #REF! | #REF! | #REF! | #REF! | #REF! | #REF! | N | 1953-11-01 |  |  | #REF! | #REF! |  |  |  | 0 |  | 0 | #REF!
6455 | 638 | 38 |  | No Control | No Control | No Control | 155565 |  |  | 155565 | 155565 | 156360 | 155673 | 158056 | 158056 | 156753 |  |  | 1251593 | 1251593 | 638 |  |  | 3656 | [6 empty] | #REF! | #REF! | #REF! | #REF! | #REF! | #REF! | #REF! | N | 1954-11-01 |  |  | #REF! | #REF! |  |  |  | 0 |  | 0 | #REF!
6455 | 638 | 75 | 643 | No Control | No Control | No Control | 138271 |  |  | 138485 |  | 138767 | 139065 | [5 empty] | 1654642 | 1652579 | 638 |  |  | 3656 | [6 empty] | #REF! | #REF! | #REF! | #REF! | #REF! | #REF! | #REF! | N | 1956-10-01 |  | 27774807.9742 | #REF! | #REF! | #REF! | 5472547.56 | 18565339 | 28209.696 | 4701.616 | 43.7422 | #REF!
6455 | 8048 | 556 | 556 | No Control | No Control | No Control | 138559 | 138559 | 138559 | 138559 | 138559 | 137986 | 137986 | 137986 | 149007 | 137986 | 137986 | 137986 | 3526254 | 3514776 | 8048 |  |  | 3656 | [6 empty] | #REF! | #REF! | #REF! | #REF! | #REF! | #REF! | #REF! | N | 1974-10-01 |  | 26028626.8988 | #REF! | #REF! | #REF! | 5018140.7944 | 16053388 | 24392.832 | 4065.472 | 37.8237 | #REF!
6455 | 8048 | 556 | 556 | No Control | No Control | No Control | 138599 | 138559 | 138559 | 138559 | 138559 | 137986 | 137986 | 137986 | 149015 | 137986 | 137986 | 137986 | 3524146 | 3512668 | 8048 |  |  | 3656 | [6 empty] | #REF! | #REF! | #REF! | #REF! | #REF! | #REF! | #REF! | N | 1978-10-01 |  | 26028626.8988 | #REF! | #REF! | #REF! | 5018140.7944 | 16053388 | 24392.832 | 4065.472 | 37.8237 | #REF!
6616 | 658 | 33 |  | MC | No Control | No Control | 140552 | [11 empty] | 151043 | 140552 | 658 |  |  | 3656 | [6 empty] | #REF! | #REF! | #REF! | #REF! | #REF! | #REF! | #REF! | N | 1963-06-01 | 1.5715 |  | #REF! | #REF! |  |  |  | 0 |  | 0 | #REF!
6616 | 658 | 56 | 89 | No Control | No Control | No Control | 140552 | [11 empty] | 152081 | 140552 | 658 |  |  | 3656 | [6 empty] | #REF! | #REF! | #REF! | #REF! | #REF! | #REF! | #REF! | D | 1976-06-01 |  | 8225009.8274 | #REF! | #REF! | #REF! | 1380315.6629 | 2569697 | 3904.608 | 650.768 | 6.0545 | #REF!
6909 | 663 | 75 | 75 | No Control | No Control | No Control | 1063 | 1056 | 1053 | 1052 | 1051 | 1045 | 1044 | 1042 | 1040 | 1033 | 1036 | 1037 | 1219870 | 1207318 | 663 |  |  | 3656 | [6 empty] | #REF! | #REF! | #REF! | #REF! | #REF! | #REF! | #REF! | N | 1972-08-01 |  | 8241833.1185 | #REF! | #REF! | #REF! | 1347401.2742 | 2165475 | 3290.4 | 548.4 | 5.1021 | #REF!
7140 | 700 | 75 | 75 | No Control | No Control | No Control | [8 empty] | 138500 |  |  |  | 139525 | 138500 | 700 |  |  | 3656 | [6 empty] | #REF! | #REF! | #REF! | #REF! | #REF! | #REF! | #REF! | N | 1948-11-01 |  | 8241833.1185 | #REF! | #REF! | #REF! | 1347401.2742 | 2165475 | 3290.4 | 548.4 | 5.1021 | #REF!
7140 | 715 | 50 |  | No Control | No Control | No Control | 138500 |  | 138500 | 138500 |  | 138500 |  |  | 138500 |  |  |  | 1586500 | 1586500 | 715 |  |  | 3656 | [6 empty] | #REF! | #REF! | #REF! | #REF! | #REF! | #REF! | #REF! | N | 1952-11-01 |  |  | #REF! | #REF! |  |  |  | 0 |  | 0 | #REF!
7140 | 715 | 94 | 144 | No Control | No Control | No Control |  |  | 138500 | 138500 | 138500 | 138500 |  | 138500 | 138500 |  |  |  | 1874000 | 1874000 | 715 |  |  | 3656 | [6 empty] | #REF! | #REF! | #REF! | #REF! | #REF! | #REF! | #REF! | N | 1959-06-01 |  | 11583265.9642 | #REF! | #REF! | #REF! | 1988111.1908 | 4157712 | 6317.568 | 1052.928 | 9.7961 | #REF!
7565 | 55829 | 25 |  | No Control | No Control | No Control | 149922 | 150262 | 149840 |  | 151036 | 150956 | 151580 |  |  |  |  | 149202 | 1052798 | 1052798 | 55829 |  |  | 3656 | [6 empty] | #REF! | #REF! | #REF! | #REF! | #REF! | #REF! | #REF! | N | 1956-06-01 |  |  | #REF! | #REF! |  |  |  | 0 |  | 0 | #REF!
7565 | 55829 | 48 | 73 | No Control | No Control | No Control | 149922 | 150262 | 149840 | 150706 | 151036 | 150956 | 151580 | 151250 | 151492 | 151947 | 149202 | 149202 | 1807395 | 1807395 | 55829 |  |  | 3656 | [6 empty] | #REF! | #REF! | #REF! | #REF! | #REF! | #REF! | #REF! | N | 1970-06-01 |  | 8343375.03 | #REF! | #REF! | #REF! | 1357587.6782 | 2107729 | 3202.656 | 533.776 | 4.9661 | #REF!
9216 | 389 | 82 | 82 | No Control | No Control | No Control |  |  |  | 1022 | 1020 | 1021 | 1021 | 1021 | 1018 | 1016 | 1014 |  | 181759 | 173606 | 389 |  |  | 3656 | [6 empty] | #REF! | #REF! | #REF! | #REF! | #REF! | #REF! | #REF! | N | 1968-08-01 |  | 7819483.1349 | #REF! | #REF! | #REF! | 1302139.5848 | 2367586 | 3597.504 | 599.584 | 5.5783 | #REF!
9617 | 667 | 298 | 298 | No Control | No Control | No Control | 1064 | 1076 | 1065 | 1065 | 1066 | 1059 | 1058 | 1058 |  |  |  |  | 1371708 | 1363197 | 667 |  |  | 3656 | [6 empty] | #REF! | #REF! | #REF! | #REF! | #REF! | #REF! | #REF! | N | 1966-11-01 |  | 18576528.25 | #REF! | #REF! | #REF! | 3347301.6465 | 8604154 | 13073.856 | 2178.976 | 20.2724 | #REF!
9617 | 667 | 564 | 564 | No Control | No Control | No Control | 1064 | 1076 | 1065 | 1065 | 1066 | 1059 | 1058 | 1058 | 1058 | 1056 | 1046 | 1051 | 1830789 | 1818067 | 667 |  |  | 3656 | [6 empty] | #REF! | #REF! | #REF! | #REF! | #REF! | #REF! | #REF! | N | 1977-06-01 |  | 26202593.8196 | #REF! | #REF! | #REF! | 5061830.3513 | 16284372 | 24743.808 | 4123.968 | 38.368 | #REF!
10005 | 1240 | 136 |  | No Control | No Control | No Control | 1055 | 1031 | 1058 | 1038 | 989 | 1011 | 1015 | 1021 | 1055 | 1021 | 1051 | 1039 | 1251470 | 1239086 | 1240 |  |  | 3656 | [6 empty] | #REF! | #REF! | #REF! | #REF! | #REF! | #REF! | #REF! | N | 1961-06-01 |  |  | #REF! | #REF! |  |  |  | 0 |  | 0 | #REF!
10005 | 1240 | 390 | 526 | No Control | No Control | No Control | 1074 | 1031 | 1028 | 1001 | 1127 | 1008 | 1016 | 1023 | 1135 | 1499 | 1014 | 993 | 1077815 | 1077815 | 1240 |  |  | 3656 | [6 empty] | #REF! | #REF! | #REF! | #REF! | #REF! | #REF! | #REF! | N | 1967-06-01 |  | 25350387.3807 | #REF! | #REF! | #REF! | 4850627.6331 | 15187198 | 23076.672 | 3846.112 | 35.7829 | #REF!
10005 | 1242 | 75 |  | No Control | No Control | No Control |  |  | 1027 | 1026 | 993 | 979 | 1017 | 1038 |  | 1009 |  |  | 773307 | 766218 | 1242 |  |  | 3656 | [6 empty] | #REF! | #REF! | #REF! | #REF! | #REF! | #REF! | #REF! | N | 1954-02-01 |  |  | #REF! | #REF! |  |  |  | 0 |  | 0 | #REF!
10005 | 1242 | 114 |  | No Control | No Control | No Control | 1056 | 1049 | 1033 | 1019 | 1003 | 1018 | 1018 | 1032 | 969 |  | 1028 | 975 | 1395998 | 1384798 | 1242 |  |  | 3656 | [6 empty] | #REF! | #REF! | #REF! | #REF! | #REF! | #REF! | #REF! | N | 1956-06-01 |  |  | #REF! | #REF! |  |  |  | 0 |  | 0 | #REF!
10005 | 1242 | 114 | 303 | No Control | No Control | No Control | 1046 | 1049 | 1017 | 1019 | 985 | 1024 | 1019 | 1043 |  | 952 | 1035 | 975 | 1552560 | 1541396 | 1242 |  |  | 3656 | [6 empty] | #REF! | #REF! | #REF! | #REF! | #REF! | #REF! | #REF! | N | 1959-04-01 |  | 18762726.7127 | #REF! | #REF! | #REF! | 3385622.3053 | 8748519 | 13293.216 | 2215.536 | 20.6126 | #REF!
10023 | 2500 | 400 |  | No Control | No Control | No Control | 1033 | 1033 | 1032 | 1048 | 1048 | 1039 | 1039 | 1028 | 1031 | 1029 |  |  | 755237 | 744877 | 2500 |  |  | 3656 | [6 empty] | #REF! | #REF! | #REF! | #REF! | #REF! | #REF! | #REF! | N | 1963-02-01 |  |  | #REF! | #REF! |  |  |  | 0 |  | 0 | #REF!
10023 | 2500 | 400 | 800 | No Control | No Control | No Control | 1033 | 1033 |  |  | 1048 | 1039 | 1039 | 1028 | 1031 | 1029 | 1030 | 1031 | 1058004 | 1047663 | 2500 |  |  | 3656 | [6 empty] | #REF! | #REF! | #REF! | #REF! | #REF! | #REF! | #REF! | N | 1963-05-01 |  | 30206411.2787 | #REF! | #REF! | #REF! | 6190262.0456 | 23098400 | 35097.6 | 5849.6 | 54.4226 | #REF!
10023 | 2500 | 1028 | 1028 | EK | No Control | No Control | 1033 | 1033 | 1032 | 1048 | 1048 | 1039 | 1039 | 1028 | 1031 | 1029 | 1030 | 1031 | 1806641 | 1794220 | 2500 |  |  | 3656 | [6 empty] | #REF! | #REF! | #REF! | #REF! | #REF! | #REF! | #REF! | N | 1965-06-01 | 69.9331 |  | #REF! | #REF! |  |  |  | 9020.0832 | 7516.736 | 69.9331 | #REF!
10623 | 676 | 104 |  | No Control | No Control | No Control | 1063 | 1056 | 1052 | 1051 | 1048 | 1047 | 1041 | 1041 | 1036 | 1027 | 1034 | 1035 | 1821750 | 1809219 | 676 |  |  | 3656 | [6 empty] | #REF! | #REF! | #REF! | #REF! | #REF! | #REF! | #REF! | N | 1971-02-01 |  |  | #REF! | #REF! |  |  |  | 0 |  | 0 | #REF!
10623 | 676 | 126 | 230 | No Control | No Control | No Control | 1064 | 1060 | 1053 | 1051 | 1050 | 1045 | 1041 | 1038 | 1036 | 1027 | 1034 | 1041 | 751177 | 738637 | 676 |  |  | 3656 | [6 empty] | #REF! | #REF! | #REF! | #REF! | #REF! | #REF! | #REF! | D | 1976-06-01 |  | 15820367.3802 | #REF! | #REF! | #REF! | 2794311.6607 | 6640790 | 10090.56 | 1681.76 | 15.6465 | #REF!
11269 | 3601 | 144 |  | No Control | No Control | No Control | 141000 | [11 empty] | 153318 | 141000 | 3601 |  |  | 3656 | [6 empty] | #REF! | #REF! | #REF! | #REF! | #REF! | #REF! | #REF! | N | 1965-05-01 |  |  | #REF! | #REF! |  |  |  | 0 |  | 0 | #REF!
11269 | 3601 | 144 | 288 | No Control | No Control | No Control | 141000 | [11 empty] | 153324 | 141000 | 3601 |  |  | 3656 | [6 empty] | #REF! | #REF! | #REF! | #REF! | #REF! | #REF! | #REF! | N | 1968-06-01 |  | 18197831.131 | #REF! | #REF! | #REF! | 3269764.5572 | 8315424 | 12635.136 | 2105.856 | 19.5922 | #REF!
11269 | 4937 | 446 | 446 | No Control | No Control | No Control | [11 empty] | 141000 | 152275 | 141000 | 4937 |  |  | 3656 | [6 empty] | #REF! | #REF! | #REF! | #REF! | #REF! | #REF! | #REF! | N | 1974-05-01 |  | 23326273.3328 | #REF! | #REF! | #REF! | 4373289.2423 | 12877358 | 19566.912 | 3261.152 | 30.3406 | #REF!
11479 | 3992 | 35 | 35 | No Control | No Control | No Control | 138870 |  | 138854 | [9 empty] | 287737 | 277724 | 3992 |  |  | 3656 | [6 empty] | #REF! | #REF! | #REF! | #REF! | #REF! | #REF! | #REF! | N | 1968-08-01 |  | 8190276.575 | #REF! | #REF! | #REF! | 1252259.7416 | 1010555 | 1535.52 | 255.92 | 2.381 | #REF!
12384 | 6025 | 545 | 545 | No Control | No Control | No Control | 1020 | 1020 | 1020 | 1020 | 1020 | 1020 | 1020 | 1020 | 1020 | 1020 | 1020 | 1020 | 1221440 | 1209200 | 6025 |  |  | 3656 | [6 empty] | #REF! | #REF! | #REF! | #REF! | #REF! | #REF! | #REF! | D | 1978-05-01 |  | 25784735.6561 | #REF! | #REF! | #REF! | 4957401.2874 | 15735785 | 23910.24 | 3985.04 | 37.0754 | #REF!
12384 | 6025 | 545 | 545 | No Control | No Control | No Control | 1020 | 1020 | 1020 | 1020 | 1020 | 1020 | 1020 | 1020 | 1020 | 1020 | 1020 | 1020 | 1070290 | 1058050 | 6025 |  |  | 3656 | [6 empty] | #REF! | #REF! | #REF! | #REF! | #REF! | #REF! | #REF! | D | 1977-10-01 |  | 25784735.6561 | #REF! | #REF! | #REF! | 4957401.2874 | 15735785 | 23910.24 | 3985.04 | 37.0754 | #REF!
12384 | 6025 | 519 | 519 | No Control | No Control | No Control | 1020 | 1020 | 1020 | 1020 | 1020 | 1020 | 1020 | 1020 | 1020 | 1020 | 1020 | 1020 | 1070290 | 1058050 | 6025 |  |  | 3656 | [6 empty] | #REF! | #REF! | #REF! | #REF! | #REF! | #REF! | #REF! | D | 1977-05-01 |  | 25186090.3086 | #REF! | #REF! | #REF! | 4810682.2835 | 14985087 | 22769.568 | 3794.928 | 35.3067 | #REF!
12384 | 6025 | 521 | 521 | No Control | No Control | No Control | 1020 | 1020 |  | 1020 | 1020 | 1020 | 1020 | 1020 | 1020 | 1020 | 1020 | 1020 | 1069270 | 1058050 | 6025 | 11220 |  | 3656 | [6 empty] | #REF! | #REF! | #REF! | #REF! | #REF! | #REF! | #REF! | D | 1978-12-01 |  | 25233270.7411 | #REF! | #REF! | #REF! | 4822129.1383 | 15042833 | 22857.312 | 3809.552 | 35.4427 | #REF!
12384 | 6025 | 521 | 521 | No Control | No Control | No Control | 1020 | 1020 | 1020 |  | 1020 | 1020 | 1020 | 1020 | 1020 | 1020 | 1020 | 1020 | 918120 | 906900 | 6025 |  |  | 3656 | [6 empty] | #REF! | #REF! | #REF! | #REF! | #REF! | #REF! | #REF! | D | 1979-06-01 |  | 25233270.7411 | #REF! | #REF! | #REF! | 4822129.1383 | 15042833 | 22857.312 | 3809.552 | 35.4427 | #REF!
12664 | 603 | 290 |  | No Control | No Control | No Control | 143500 |  |  |  | 143500 | 143500 | 143500 | 143405 |  |  | 143040 |  | 860445 | 860445 | 603 |  |  | 3656 | [6 empty] | #REF! | #REF! | #REF! | #REF! | #REF! | #REF! | #REF! | N | 1968-08-01 |  |  | #REF! | #REF! |  |  |  | 0 |  | 0 | #REF!
12664 | 603 | 290 | 580 | No Control | No Control | No Control | 143500 |  |  |  | 143500 | 143500 | 143500 | 143405 |  | 142823 | 143040 |  | 1003268 | 1003268 | 603 |  |  | 3656 | [6 empty] | #REF! | #REF! | #REF! | #REF! | #REF! | #REF! | #REF! | N | 1972-05-01 |  | 26542093.6917 | #REF! | #REF! | #REF! | 5148010.3097 | 16746340 | 25445.76 | 4240.96 | 39.4564 | #REF!
12685 | 2050 | 545 | 545 | No Control | No Control | No Control | 1014 | 1014 | 1035 | 1028 | 1028 | 1011 | 1016 | 1013 | 1016 | 1020 | 1018 | 1021 | 901534 | 889300 | 2050 |  |  | 3656 | [6 empty] | #REF! | #REF! | #REF! | #REF! | #REF! | #REF! | #REF! | N | 1966-12-01 |  | 25784735.6561 | #REF! | #REF! | #REF! | 4957401.2874 | 15735785 | 23910.24 | 3985.04 | 37.0754 | #REF!
12685 | 2050 | 783 | 783 | No Control | No Control | No Control | 1014 | 1014 | 1035 | 1028 | 1028 | 1011 | 1018 | 1013 | 1019 | 1019 |  |  | 1345599 | 1335400 | 2050 |  |  | 3656 | [6 empty] | #REF! | #REF! | #REF! | #REF! | #REF! | #REF! | #REF! | N | 1971-07-01 |  | 29983127.0951 | #REF! | #REF! | #REF! | 6118236.4868 | 22607559 | 34351.776 | 5725.296 | 53.2662 | #REF!
12685 | 8054 | 781 | 781 | No Control | No Control | No Control | 138000 | 138000 |  | 138000 | 138000 |  |  | 138000 |  | 138000 |  |  | 2228193 | 2220858 | 8054 |  |  | 3656 | [6 empty] | #REF! | #REF! | #REF! | #REF! | #REF! | #REF! | #REF! | N | 1975-01-01 |  | 29956258.2105 | #REF! | #REF! | #REF! | 6109677.5603 | 22549813 | 34264.032 | 5710.672 | 53.1301 | #REF!
12698 | 2098 | 90 | 90 | MC | No Control | No Control | 138448 | 138448 | [10 empty] | 288896 | 276896 | 2098 |  |  | 3656 | [6 empty] | #REF! | #REF! | #REF! | #REF! | #REF! | #REF! | #REF! | N | 1951-07-01 | 4.2858 | 8292396.3575 | #REF! | #REF! | #REF! | 1392266.1202 | 2598570 | 1184.544 | 658.08 | 6.1225 | #REF!
13337 | 2226 | 109 | 109 | No Control | No Control | No Control | 1014 | 1014 | 1014 | 1014 | 1014 | 1014 | 1014 | 1014 | 1014 | 1014 | 1014 | 1014 | 162168 | 150000 | 2226 |  |  | 3656 | [6 empty] | #REF! | #REF! | #REF! | #REF! | #REF! | #REF! | #REF! | N | 1958-05-01 |  | 9523368.282 | #REF! | #REF! | #REF! | 1612304.9988 | 3147157 | 4782.048 | 797.008 | 7.4151 | #REF!
13478 | 1409 | 582 | 582 | No Control | No Control | No Control | 1059 | 1060 | 1053 | 1050 | 1039 | 1037 | 1039 | 1029 | 1027 | 1028 | 1029 | 1033 | 12499 |  | 1409 |  |  | 3656 | [6 empty] | #REF! | #REF! | #REF! | #REF! | #REF! | #REF! | #REF! | N | 1967-08-01 |  | 26583752.4236 | #REF! | #REF! | #REF! | 5158672.0803 | 16804086 | 25533.504 | 4255.584 | 39.5925 | #REF!
14294 | 2539 | 100 |  | MC | No Control | No Control |  | 1019 | 1019 | 1019 | 1019 | 1019 |  | 1014 | 1014 | 1014 |  | 1017 | 1057963 |  | 2539 |  |  | 3656 | [6 empty] | #REF! | #REF! | #REF! | #REF! | #REF! | #REF! | #REF! | N | 1952-11-01 | 4.762 |  | #REF! | #REF! |  |  |  | 0 |  | 0 | #REF!
14294 | 2539 | 100 |  | MC | No Control | No Control | 1019 | 1019 |  | 1019 | 1019 | 1019 | 1014 | 1014 | 1014 | 1014 |  | 1014 | 1068212 |  | 2539 |  |  | 3656 | [6 empty] | #REF! | #REF! | #REF! | #REF! | #REF! | #REF! | #REF! | N | 1952-12-01 | 4.762 |  | #REF! | #REF! |  |  |  | 0 |  | 0 | #REF!
14294 | 2539 | 100 |  | MC | No Control | No Control | 1019 | 1019 | 1019 | 1019 | 1019 | 1019 | 1014 | 1014 | 1014 |  |  | 1017 | 1219404 |  | 2539 |  |  | 3656 | [6 empty] | #REF! | #REF! | #REF! | #REF! | #REF! | #REF! | #REF! | N | 1953-10-01 | 4.762 |  | #REF! | #REF! |  |  |  | 0 |  | 0 | #REF!
14294 | 2539 | 100 | 400 | MC | No Control | No Control | 1019 | 1019 | 1019 | 1019 | 1019 | 1019 | 1014 | 1014 | 1014 | 1014 |  | 1017 | 1220418 |  | 2539 |  |  | 3656 | [6 empty] | #REF! | #REF! | #REF! | #REF! | #REF! | #REF! | #REF! | N | 1954-09-01 | 4.762 | 22004178.969 | #REF! | #REF! | #REF! | 4076322.4457 | 11549200 | 5264.64 | 2924.8 | 27.2113 | #REF!
14328 | 246 | 51 |  | No Control | No Control | No Control | 1023 | 1025 | 1026 | 1030 | 1024 | 1022 | 1017 | 1018 | 1020 | 1015 | 1015 | 1018 | 588538 |  | 246 |  |  | 3656 | [6 empty] | #REF! | #REF! | #REF! | #REF! | #REF! | #REF! | #REF! | N | 1956-12-01 |  |  | #REF! | #REF! |  |  |  | 0 |  | 0 | #REF!
14328 | 246 | 51 | 102 | No Control | No Control | No Control | 1025 | 1022 | 1024 | 1027 |  |  | 1016 | 1018 | 1020 | 1015 | 1015 | 1018 | 1179412 |  | 246 |  |  | 3656 | [6 empty] | #REF! | #REF! | #REF! | #REF! | #REF! | #REF! | #REF! | N | 1958-12-01 |  | 9080287.5211 | #REF! | #REF! | #REF! | 1532721.7385 | 2945046 | 4474.944 | 745.824 | 6.9389 | #REF!
14940 | 3160 | 156 |  | MC | EK | No Control | 134000 |  |  | 138000 | 137000 | 131000 | 136700 | 136600 |  | 137000 |  |  | 1977423 |  | 3160 |  |  | 3656 | [6 empty] | #REF! | #REF! | #REF! | #REF! | #REF! | #REF! | #REF! | N | 1953-08-01 | 7.4287 |  | #REF! | #REF! |  |  |  | 0 |  | 0 | #REF!
14940 | 3160 | 156 | 312 | MC | EK | No Control | 132000 |  | 134000 | 138000 | 137000 | 131000 | 136700 | 136600 |  |  |  |  | 1977090 |  | 3160 |  |  | 3656 | [6 empty] | #REF! | #REF! | #REF! | #REF! | #REF! | #REF! | #REF! | N | 1953-04-01 | 7.4287 | 19092731.0045 | #REF! | #REF! | #REF! | 3453866.8378 | 9008376 | 4106.4192 | 2281.344 | 21.2248 | #REF!
14940 | 3161 | 391 | 391 | EK | No Control | No Control |  | 1030 |  |  | 1030 | 1030 | 1030 | 1030 | 1030 | 1030 | 1030 | 1030 | 1810470 |  | 3161 |  |  | 3656 | [6 empty] | #REF! | #REF! | #REF! | #REF! | #REF! | #REF! | #REF! | N | 1974-09-01 | 26.5991 |  | #REF! | #REF! |  |  |  | 3430.7904 | 2858.992 | 26.5991 | #REF!
14940 | 3161 | 391 | 391 | EK | No Control | No Control |  |  |  |  | 1030 | 1030 | 1030 | 1030 | 1030 | 1030 | 1030 | 1030 | 1809440 |  | 3161 |  |  | 3656 | [6 empty] | #REF! | #REF! | #REF! | #REF! | #REF! | #REF! | #REF! | N | 1976-06-01 | 26.5991 |  | #REF! | #REF! |  |  |  | 3430.7904 | 2858.992 | 26.5991 | #REF!
14940 | 3169 | 190 | 190 | MC | No Control | No Control |  |  |  | 135000 |  | 127000 | 129750 | 134000 |  |  |  |  | 1864756 |  | 3169 |  |  | 3656 | [6 empty] | #REF! | #REF! | #REF! | #REF! | #REF! | #REF! | #REF! | N | 1958-07-01 | 9.0478 | 13972518.4603 | #REF! | #REF! | #REF! | 2436808.2371 | 5485870 | 2500.704 | 1389.28 | 12.9254 | #REF!
15147 | 2403 | 455 | 455 | No Control | No Control | No Control | 1060 |  | 1040 | 1038 | 1036 | 1035 | 1035 | 1035 | 1036 | 1033 |  | 1031 | 606041 |  | 2403 |  |  | 3656 | [6 empty] | #REF! | #REF! | #REF! | #REF! | #REF! | #REF! | #REF! | N | 1964-12-01 |  | 23570727.7453 | #REF! | #REF! | #REF! | 4429370.1562 | 13137215 | 19961.76 | 3326.96 | 30.9529 | #REF!
15147 | 2404 | 157 |  | EK | No Control | No Control | 150786 | 150786 |  |  |  | 150786 | 150786 | 150786 |  |  |  |  | 753930 |  | 2404 |  |  | 3656 | [6 empty] | #REF! | #REF! | #REF! | #REF! | #REF! | #REF! | #REF! | N | 1953-03-01 | 10.6804 |  | #REF! | #REF! |  |  |  | 0 |  | 0 | #REF!
15147 | 2404 | 157 | 314 | EK | No Control | No Control | [5 empty] | 150786 | 150786 | 150786 |  |  |  |  | 452358 |  | 2404 |  |  | 3656 | [6 empty] | #REF! | #REF! | #REF! | #REF! | #REF! | #REF! | #REF! | N | 1953-11-01 | 10.6804 |  | #REF! | #REF! |  |  |  | 2755.1616 | 2295.968 | 21.3609 | #REF!
15147 | 2406 | 129.6 |  | No Control | No Control | No Control | [5 empty] | 148798 | 148798 | 148798 |  |  |  |  | 446394 |  | 2406 |  |  | 3656 | [6 empty] | #REF! | #REF! | #REF! | #REF! | #REF! | #REF! | #REF! | N | 1957-05-01 |  |  | #REF! | #REF! |  |  |  | 0 |  | 0 | #REF!
15147 | 2406 | 129.6 | 259.2 | No Control | No Control | No Control | [5 empty] | 148798 | 148798 | 148798 |  |  |  |  | 446394 |  | 2406 |  |  | 3656 | [6 empty] | #REF! | #REF! | #REF! | #REF! | #REF! | #REF! | #REF! | N | 1957-05-01 |  | 17057780.1204 | #REF! | #REF! | #REF! | 3039433.4987 | 7483881.6 | 11371.6224 | 1895.2704 | 17.6329 | #REF!
15147 | 2411 | 111 |  | SC | No Control | No Control | 1042 | 1036 | 1035 | 1040 | 1035 | 1033 | 1032 | 1033 | 1034 | 1027 |  | 1030 | 1052469 |  | 2411 |  |  | 3656 | [6 empty] | #REF! | #REF! | #REF! | #REF! | #REF! | #REF! | #REF! | N | 1948-12-01 |  |  | #REF! | #REF! |  |  |  | 0 |  | 0 | #REF!
15147 | 2411 | 108 |  | SC | No Control | No Control | 454545 |  | 1035 | 1040 | 1035 | 1033 | 1032 | 1033 | 1034 | 1027 |  | 1030 | 1504698 |  | 2411 |  |  | 3656 | [6 empty] | #REF! | #REF! | #REF! | #REF! | #REF! | #REF! | #REF! | N | 1948-11-01 |  |  | #REF! | #REF! |  |  |  | 0 |  | 0 | #REF!
15147 | 2411 | 116 |  | SC | No Control | No Control | 1042 | 1036 | 1035 | 1040 | 1035 | 1033 | 1032 | 1033 | 1034 | 1027 |  |  | 1349363 |  | 2411 |  |  | 3656 | [6 empty] | #REF! | #REF! | #REF! | #REF! | #REF! | #REF! | #REF! | N | 1949-10-01 |  |  | #REF! | #REF! |  |  |  | 0 |  | 0 | #REF!
15147 | 2411 | 127 | 462 | SC | No Control | No Control | 1042 | 1036 |  | 1040 | 1035 | 1033 | 1032 | 1033 | 1034 | 1027 |  | 1030 | 1352261 |  | 2411 |  |  | 3656 | [6 empty] | #REF! | #REF! | #REF! | #REF! | #REF! | #REF! | #REF! | N | 1951-07-01 |  | 23757790.9158 | #REF! | #REF! | #REF! | 4472552.426 | 13339326 | 20268.864 | 3378.144 | 31.4291 | #REF!
15367 | 3148 | 851 | 851 | No Control | No Control | No Control | 139528 | 139528 | 139528 | 139560 | 139756 | 140267 | 138760 | 138760 |  |  |  |  | 2940963 |  | 3148 |  |  | 3656 | [6 empty] | #REF! | #REF! | #REF! | #REF! | #REF! | #REF! | #REF! | N | 1975-10-01 |  | 30823051.604 | #REF! | #REF! | #REF! | 6398772.9226 | 24570923 | 37335.072 | 6222.512 | 57.8921 | #REF!
15367 | 3148 | 851 | 851 | No Control | No Control | No Control | 139528 | 139528 |  | 139560 | 139786 | 140267 | 138760 | 138760 |  | 139105 | 139119 |  | 3082779 |  | 3148 |  |  | 3656 | [6 empty] | #REF! | #REF! | #REF! | #REF! | #REF! | #REF! | #REF! | N | 1977-03-01 |  | 30823051.604 | #REF! | #REF! | #REF! | 6398772.9226 | 24570923 | 37335.072 | 6222.512 | 57.8921 | #REF!
15466 | 478 | 66 | 66 | No Control | No Control | No Control |  |  |  | 150869 | [8 empty] | 160766 |  | 478 |  |  | 3656 | [6 empty] | #REF! | #REF! | #REF! | #REF! | #REF! | #REF! | #REF! | N | 1948-06-01 |  | 8626804.3156 | #REF! | #REF! | #REF! | 1382911.1812 | 1905618 | 2895.552 | 482.592 | 4.4899 | #REF!
15470 | 1004 | 35 | 35 | No Control | No Control | No Control |  | 137000 | 137000 |  |  | 137000 |  | 137000 |  |  |  |  | 548000 |  | 1004 |  |  | 3656 | [6 empty] | #REF! | #REF! | #REF! | #REF! | #REF! | #REF! | #REF! | N | 1944-07-01 |  | 8190276.575 | #REF! | #REF! | #REF! | 1252259.7416 | 1010555 | 1535.52 | 255.92 | 2.381 | #REF!
15472 | 8002 | 414 | 414 | EW | No Control | No Control |  |  |  | 139500 | 139500 | 139500 | 139500 | 139500 | 139500 | 138500 | 138500 | 139100 | 2638866 |  | 8002 |  |  | 3656 | [6 empty] | #REF! | #REF! | #REF! | #REF! | #REF! | #REF! | #REF! | N | 1974-06-01 |  | 22419837.1074 | #REF! | #REF! | #REF! | 4168592.0428 | 11953422 | 3632.6016 | 3027.168 | 28.1637 | #REF!
15853 | 683 | 79 |  | No Control | No Control | No Control | 1030 | 1030 | 1030 | 1030 | 1034 | 1032 | 1032 | 1032 | 1041 | 1033 | 1036 | 1038 | 1182398 |  | 683 |  |  | 3656 | [6 empty] | #REF! | #REF! | #REF! | #REF! | #REF! | #REF! | #REF! | N | 1960-02-01 |  |  | #REF! | #REF! |  |  |  | 0 |  | 0 | #REF!
15853 | 683 | 213 |  | No Control | No Control | No Control | 1030 | 1030 | 1030 | 1030 | 1032 | 1032 | 1032 | 1032 | 1041 | 1033 | 1036 | 1038 | 1776077 |  | 683 |  |  | 3656 | [6 empty] | #REF! | #REF! | #REF! | #REF! | #REF! | #REF! | #REF! | N | 1964-09-01 |  |  | #REF! | #REF! |  |  |  | 0 |  | 0 | #REF!
15853 | 683 | 317 | 609 | No Control | No Control | No Control | 1030 | 1030 | 1030 | 1030 | 1032 | 1032 | 1032 | 1032 | 1033 | 1033 | 1036 | 1036 | 1776067 |  | 683 |  |  | 3656 | [6 empty] | #REF! | #REF! | #REF! | #REF! | #REF! | #REF! | #REF! | N | 1974-02-01 |  | 27129636.5799 | #REF! | #REF! | #REF! | 5300258.7464 | 17583657 | 26718.048 | 4453.008 | 41.4292 | #REF!
16572 | 141 | 114 |  | No Control | No Control | No Control | 140194 |  |  | 140061 | 139871 | 139915 | [6 empty] | 572146 |  | 141 |  |  | 3656 | [6 empty] | #REF! | #REF! | #REF! | #REF! | #REF! | #REF! | #REF! | N | 1958-01-01 |  |  | #REF! | #REF! |  |  |  | 0 |  | 0 | #REF!
16572 | 141 | 114 |  | No Control | No Control | No Control | 140181 |  |  | 140060 | 139887 | 139935 |  | 139892 |  |  |  |  | 711055 |  | 141 |  |  | 3656 | [6 empty] | #REF! | #REF! | #REF! | #REF! | #REF! | #REF! | #REF! | N | 1957-04-01 |  |  | #REF! | #REF! |  |  |  | 0 |  | 0 | #REF!
16572 | 141 | 163 | 391 | No Control | No Control | No Control | 140398 |  | 140662 | 139654 | 140160 | 139654 | 139678 | [5 empty] | 852311 |  | 141 |  |  | 3656 | [6 empty] | #REF! | #REF! | #REF! | #REF! | #REF! | #REF! | #REF! | N | 1961-04-01 |  | 21730555.7133 | #REF! | #REF! | #REF! | 4016094.259 | 11289343 | 17153.952 | 2858.992 | 26.5991 | #REF!
16572 | 147 | 74 | 74 | No Control | No Control | No Control |  |  | 138892 | [9 empty] | 151248 |  | 147 |  |  | 3656 | [6 empty] | #REF! | #REF! | #REF! | #REF! | #REF! | #REF! | #REF! | N | 1954-06-01 |  | 8293704.4659 | #REF! | #REF! | #REF! | 1352652.4067 | 2136602 | 3246.528 | 541.088 | 5.0341 | #REF!
16687 | 733 | 126 | 126 | No Control | No Control | No Control |  |  |  | 1024 | 1024 | 1024 | 1024 | 1024 | 1024 | 1024 | 1024 |  | 444935 |  | 733 |  |  | 3656 | [6 empty] | #REF! | #REF! | #REF! | #REF! | #REF! | #REF! | #REF! | N | 1972-06-01 |  | 10554130.8603 | #REF! | #REF! | #REF! | 1799139.1269 | 3637998 | 5527.872 | 921.312 | 8.5716 | #REF!
17166 | 2330 | 105 |  | No Control | No Control | No Control | 1037 | 1018 | 1019 | 1015 | 1009 | 1013 | 1020 | 1019 | 1016 | 1021 | 1022 | 1040 | 1526299 |  | 2330 |  |  | 3656 | [6 empty] | #REF! | #REF! | #REF! | #REF! | #REF! | #REF! | #REF! | N | 1968-10-01 |  |  | #REF! | #REF! |  |  |  | 0 |  | 0 | #REF!
17166 | 2330 | 105 | 210 | No Control | No Control | No Control | 1037 | 1018 | 1019 | 1015 | 1009 |  | 1020 | 1019 | 1016 | 1021 | 1022 | 1040 | 1675497 |  | 2330 |  |  | 3656 | [6 empty] | #REF! | #REF! | #REF! | #REF! | #REF! | #REF! | #REF! | N | 1971-09-01 |  | 14920183.6477 | #REF! | #REF! | #REF! | 2618935.4435 | 6063330 | 9213.12 | 1535.52 | 14.2859 | #REF!
17166 | 2336 | 53 |  | No Control | No Control | No Control | 1016 | 1016 | 1016 | 1016 | 1010 | 1010 | 1013 | 1011 | 1009 | 1011 | 1016 | 1025 | 469281 |  | 2336 |  |  | 3656 | [6 empty] | #REF! | #REF! | #REF! | #REF! | #REF! | #REF! | #REF! | N | 1963-09-01 |  |  | #REF! | #REF! |  |  |  | 0 |  | 0 | #REF!
17166 | 2336 | 80 |  | No Control | No Control | No Control | 1016 | 1016 | 1016 | 1016 | 1010 | 1010 | 1013 | 1011 | 1009 | 10111 | 1016 | 1025 | 782904 |  | 2336 |  |  | 3656 | [6 empty] | #REF! | #REF! | #REF! | #REF! | #REF! | #REF! | #REF! | N | 1965-10-01 |  |  | #REF! | #REF! |  |  |  | 0 |  | 0 | #REF!
17166 | 2336 | 110 | 243 | No Control | No Control | No Control | 1016 | 1016 | 1016 | 1016 | 1010 | 1010 |  |  |  | 1011 | 1016 | 1025 | 1227877 |  | 2336 |  |  | 3656 | [6 empty] | #REF! | #REF! | #REF! | #REF! | #REF! | #REF! | #REF! | D | 1974-12-01 |  | 16382015.2641 | #REF! | #REF! | #REF! | 2904968.9805 | 7016139 | 10660.896 | 1776.816 | 16.5309 | #REF!
17256 | 1588 | 156 |  | No Control | No Control | No Control | 140877 | 137054 | 137659 | 136956 | 139530 | 137819 | 139145 | 137925 | 138399 |  | 138659 |  | 2901648 |  | 1588 |  |  | 3656 | [6 empty] | #REF! | #REF! | #REF! | #REF! | #REF! | #REF! | #REF! | N | 1957-11-01 |  |  | #REF! | #REF! |  |  |  | 0 |  | 0 | #REF!
17256 | 1588 | 156 |  | No Control | No Control | No Control | 140877 |  | 137659 | 136956 | 139530 | 137819 | 139145 | 137925 | 138399 | 137990 | 138659 | 139042 | 3342913 |  | 1588 |  |  | 3656 | [6 empty] | #REF! | #REF! | #REF! | #REF! | #REF! | #REF! | #REF! | N | 1959-06-01 |  |  | #REF! | #REF! |  |  |  | 0 |  | 0 | #REF!
17256 | 1588 | 156 | 468 | No Control | No Control | No Control | 140877 | 137049 | 137659 | 136956 |  | 137819 | 139145 | 137925 |  | 137990 | 138659 |  | 2912249 |  | 1588 |  |  | 3656 | [6 empty] | #REF! | #REF! | #REF! | #REF! | #REF! | #REF! | #REF! | N | 1961-04-01 |  | 23916028.0856 | #REF! | #REF! | #REF! | 4509266.8363 | 13512564 | 20532.096 | 3422.016 | 31.8372 | #REF!
17256 | 1588 | 617 | 617 | EK | No Control | No Control | 1058 | 1053 | 1051 | 1049 | 1060 | 1049 | 1053 | 1047 | 1044 | 1042 | 1046 | 1058 | 1834473 |  | 1588 |  |  | 3656 | [6 empty] | #REF! | #REF! | #REF! | #REF! | #REF! | #REF! | #REF! | N | 1975-06-01 | 41.9735 |  | #REF! | #REF! |  |  |  | 5413.8048 | 4511.504 | 41.9735 | #REF!
17496 | 2625 | 621 | 621 | No Control | No Control | No Control | 1043 | 1042 | 1040 | 1045 | 1040 | 1040 | 1037 | 1036 | 1032 | 1031 | 1034 | 1038 | 1655059 |  | 2625 |  |  | 3656 | [6 empty] | #REF! | #REF! | #REF! | #REF! | #REF! | #REF! | #REF! | N | 1972-09-01 |  | 27362607.1792 | #REF! | #REF! | #REF! | 5361814.8716 | 17930133 | 27244.512 | 4540.752 | 42.2456 | #REF!
17496 | 2625 | 621 | 621 | No Control | No Control | No Control | 1043 | 1042 | 1040 | 1045 | 1041 | 1039 | 1037 | 1036 | 1032 | 1031 | 1034 |  | 1355074 |  | 2625 |  |  | 3656 | [6 empty] | #REF! | #REF! | #REF! | #REF! | #REF! | #REF! | #REF! | N | 1974-04-01 |  | 27362607.1792 | #REF! | #REF! | #REF! | 5361814.8716 | 17930133 | 27244.512 | 4540.752 | 42.2456 | #REF!
17496 | 2629 | 69 | 69 | No Control | No Control | No Control |  | 1042 | 1040 | 1045 | 1041 | 1040 | 1037 | 1036 | 1032 | 1032 | 1031 | 1038 | 310944 |  | 2629 |  |  | 3656 | [6 empty] | #REF! | #REF! | #REF! | #REF! | #REF! | #REF! | #REF! | N | 1955-03-01 |  | 8519433.6851 | #REF! | #REF! | #REF! | 1374081.7781 | 1992237 | 3027.168 | 504.528 | 4.694 | #REF!
17568 | 2070 | 59 | 59 | No Control | No Control | No Control | 139369 | [11 empty] | 151787 |  | 2070 |  |  | 3656 | [6 empty] | #REF! | #REF! | #REF! | #REF! | #REF! | #REF! | #REF! | N | 1970-08-01 |  | 8789099.8842 | #REF! | #REF! | #REF! | 1390849.3221 | 1703507 | 2588.448 | 431.408 | 4.0137 | #REF!
17698 | 1417 | 114 |  | No Control | No Control | No Control | 153000 | [11 empty] | 163156 |  | 1417 |  |  | 3656 | [6 empty] | #REF! | #REF! | #REF! | #REF! | #REF! | #REF! | #REF! | N | 1957-06-01 |  |  | #REF! | #REF! |  |  |  | 0 |  | 0 | #REF!
17698 | 1417 | 114 | 228 | No Control | No Control | No Control | 154000 | 146000 | [10 empty] | 309140 |  | 1417 |  |  | 3656 | [6 empty] | #REF! | #REF! | #REF! | #REF! | #REF! | #REF! | #REF! | N | 1959-05-01 |  | 15732361.9033 | #REF! | #REF! | #REF! | 2777060.2358 | 6583044 | 10002.816 | 1667.136 | 15.5105 | #REF!
17698 | 3476 | 351 | 351 | No Control | No Control | No Control | 150772 | [11 empty] | 163207 |  | 3476 |  |  | 3656 | [6 empty] | #REF! | #REF! | #REF! | #REF! | #REF! | #REF! | #REF! | N | 1974-04-01 |  | 20450323.8452 | #REF! | #REF! | #REF! | 3739295.5355 | 10134423 | 15399.072 | 2566.512 | 23.8779 | #REF!
17698 | 3478 | 180 | 180 | No Control | No Control | No Control | 140000 | 140000 | [10 empty] | 291504 |  | 3478 |  |  | 3656 | [6 empty] | #REF! | #REF! | #REF! | #REF! | #REF! | #REF! | #REF! | N | 1964-05-01 |  | 13479354.7166 | #REF! | #REF! | #REF! | 2342996.1001 | 5197140 | 7896.96 | 1316.16 | 12.2451 | #REF!
18445 | 688 | 75 |  | No Control | No Control | No Control | 1068 | 1064 | 1054 | 1050 | 1050 | 1044 | 1045 | 1044 | 1042 | 1034 | 1038 | 1037 | 462570 |  | 688 |  |  | 3656 | [6 empty] | #REF! | #REF! | #REF! | #REF! | #REF! | #REF! | #REF! | N | 1971-06-01 |  |  | #REF! | #REF! |  |  |  | 0 |  | 0 | #REF!
18445 | 688 | 259 | 334 | No Control | No Control | No Control | 1068 | 1064 |  | 1050 | 1050 | 1044 | 1045 | 1044 | 1042 | 1034 |  | 1037 | 610478 |  | 688 |  |  | 3656 | [6 empty] | #REF! | #REF! | #REF! | #REF! | #REF! | #REF! | #REF! | N | 1977-06-01 |  | 19872566.0287 | #REF! | #REF! | #REF! | 3616870.3487 | 9643582 | 14653.248 | 2442.208 | 22.7215 | #REF!
18445 | 689 | 50 | 50 | No Control | No Control | No Control | 1040 | 1055 | 1053 | 1053 |  | 1045 | 1041 | 1039 |  |  | 1040 | 1039 | 27778 |  | 689 |  |  | 3656 | [6 empty] | #REF! | #REF! | #REF! | #REF! | #REF! | #REF! | #REF! | N | 1966-06-01 |  | 8796115.8749 | #REF! | #REF! | #REF! | 1372114.3147 | 1443650 | 2193.6 | 365.6 | 3.4014 | #REF!
18454 | 647 | 33 |  | No Control | No Control | No Control | [12 empty] | 0 |  | 647 |  |  | 3656 | [6 empty] | #REF! | #REF! | #REF! | #REF! | #REF! | #REF! | #REF! | N | 1948-07-01 |  |  | #REF! | #REF! |  |  |  | 0 |  | 0 | #REF!
18454 | 647 | 35 |  | No Control | No Control | No Control | 150871 | [11 empty] | 150871 |  | 647 |  |  | 3656 | [6 empty] | #REF! | #REF! | #REF! | #REF! | #REF! | #REF! | #REF! | N | 1948-07-01 |  |  | #REF! | #REF! |  |  |  | 0 |  | 0 | #REF!
18454 | 647 | 35 |  | No Control | No Control | No Control | 150871 | [11 empty] | 150871 |  | 647 |  |  | 3656 | [6 empty] | #REF! | #REF! | #REF! | #REF! | #REF! | #REF! | #REF! | N | 1950-06-01 |  |  | #REF! | #REF! |  |  |  | 0 |  | 0 | #REF!
18454 | 647 | 49 |  | No Control | No Control | No Control | 150871 | [11 empty] | 150871 |  | 647 |  |  | 3656 | [6 empty] | #REF! | #REF! | #REF! | #REF! | #REF! | #REF! | #REF! | N | 1950-08-01 |  |  | #REF! | #REF! |  |  |  | 0 |  | 0 | #REF!
18454 | 647 | 82 | 234 | No Control | No Control | No Control |  | 150871 | [10 empty] | 150871 |  | 647 |  |  | 3656 | [6 empty] | #REF! | #REF! | #REF! | #REF! | #REF! | #REF! | #REF! | N | 1953-10-01 |  | 15995083.4407 | #REF! | #REF! | #REF! | 2828630.4005 | 6756282 | 10266.048 | 1711.008 | 15.9186 | #REF!
18488 | 1682 | 28 |  | No Control | No Control | No Control | 139321 |  | 139321 | [6 empty] | 139643 |  |  | 1170504 |  | 1682 |  |  | 3656 | [6 empty] | #REF! | #REF! | #REF! | #REF! | #REF! | #REF! | #REF! | N | 1966-06-01 |  |  | #REF! | #REF! |  |  |  | 0 |  | 0 | #REF!
18488 | 1682 | 95 | 123 | No Control | No Control | No Control |  |  | 1035 | 1038 | 1041 | 1035 | 1039 | 1038 | 1038 | 1036 | 1036 | 1031 | 765659 |  | 1682 |  |  | 3656 | [6 empty] | #REF! | #REF! | #REF! | #REF! | #REF! | #REF! | #REF! | N | 1975-09-01 |  | 10376615.9616 | #REF! | #REF! | #REF! | 1766791.7765 | 3551379 | 5396.256 | 899.376 | 8.3675 | #REF!
19404 | 1619 | 476 | 476 | EK | No Control | No Control | 1038 | 1037 | 1036 | 1042 | 1033 | 1028 | 1046 | 1040 | 1034 | 1035 | 1030 | 1031 | 1681157 |  | 1619 |  |  | 3656 | [6 empty] | #REF! | #REF! | #REF! | #REF! | #REF! | #REF! | #REF! | N | 1974-12-01 | 32.3815 |  | #REF! | #REF! |  |  |  | 4176.6144 | 3480.512 | 32.3815 | #REF!
19436 | 913 | 100 | 100 | No Control | No Control | No Control |  | 137000 | [10 empty] | 142139 |  | 913 |  |  | 3656 | [6 empty] | #REF! | #REF! | #REF! | #REF! | #REF! | #REF! | #REF! | N | 1948-06-01 |  | 8951531.4071 | #REF! | #REF! | #REF! | 1509676.3229 | 2887300 | 4387.2 | 731.2 | 6.8028 | #REF!
19547 | 765 | 82 |  | No Control | No Control | No Control | 149453 | 149587 | 149383 | 148587 | 149847 | 149803 | 150216 | 144535 | 148901 | 149157 | 149984 | 148595 | 1788048 |  | 765 |  |  | 3656 | [6 empty] | #REF! | #REF! | #REF! | #REF! | #REF! | #REF! | #REF! | N | 1963-04-01 |  |  | #REF! | #REF! |  |  |  | 0 |  | 0 | #REF!
19547 | 765 | 82 |  | No Control | No Control | No Control | 149453 | 149587 | 149383 | 148587 | 149847 | 149803 | 150216 |  | 148901 | 149157 | 149894 | 148895 | 1643723 |  | 765 |  |  | 3656 | [6 empty] | #REF! | #REF! | #REF! | #REF! | #REF! | #REF! | #REF! | N | 1964-11-01 |  |  | #REF! | #REF! |  |  |  | 0 |  | 0 | #REF!
19547 | 765 | 86 |  | No Control | No Control | No Control | 149453 | 149587 | 149383 | 148887 | 149847 | 149803 | 150216 | 149535 | 148901 | 149157 |  | 148895 | 1643664 |  | 765 |  |  | 3656 | [6 empty] | #REF! | #REF! | #REF! | #REF! | #REF! | #REF! | #REF! | N | 1970-10-01 |  |  | #REF! | #REF! |  |  |  | 0 |  | 0 | #REF!
19547 | 765 | 135 |  | No Control | No Control | No Control | 149453 | 149587 | 149383 | 148887 | 149847 | 149803 | 150216 | 149535 | 148901 | 149157 | 149894 | 148895 | 1793558 |  | 765 |  |  | 3656 | [6 empty] | #REF! | #REF! | #REF! | #REF! | #REF! | #REF! | #REF! | N | 1974-12-01 |  |  | #REF! | #REF! |  |  |  | 0 |  | 0 | #REF!
19547 | 765 | 135 | 520 | No Control | No Control | No Control | 149453 | 149587 | 149383 | 148887 | 149847 | 149803 | 150216 | 149535 | 148901 | 149157 | 149394 | 148895 | 1793058 |  | 765 |  |  | 3656 | [6 empty] | #REF! | #REF! | #REF! | #REF! | #REF! | #REF! | #REF! | D | 1981-03-01 |  | 25209704.4575 | #REF! | #REF! | #REF! | 4816409.1137 | 15013960 | 22813.44 | 3802.24 | 35.3747 | #REF!
19547 | 766 | 50 |  | No Control | No Control | No Control |  |  | 149549 |  | 150184 | 149470 | 150027 | 149714 | 148476 | 149068 | 150365 | 149066 | 1345919 |  | 766 |  |  | 3656 | [6 empty] | #REF! | #REF! | #REF! | #REF! | #REF! | #REF! | #REF! | N | 1947-12-01 |  |  | #REF! | #REF! |  |  |  | 0 |  | 0 | #REF!
19547 | 766 | 50 |  | No Control | No Control | No Control | 148881 |  | 149549 | 148421 |  | 149470 | 150027 | 149714 | 148476 | 149068 | 150365 | 149066 | 1493037 |  | 766 |  |  | 3656 | [6 empty] | #REF! | #REF! | #REF! | #REF! | #REF! | #REF! | #REF! | N | 1950-10-01 |  |  | #REF! | #REF! |  |  |  | 0 |  | 0 | #REF!
19547 | 766 | 54 |  | No Control | No Control | No Control | 148881 | 149656 | 149549 | 148421 | 150184 | 149470 | 150027 | 149714 | 148476 | 149068 | 150365 | 149066 | 1792877 |  | 766 |  |  | 3656 | [6 empty] | #REF! | #REF! | #REF! | #REF! | #REF! | #REF! | #REF! | N | 1959-10-01 |  |  | #REF! | #REF! |  |  |  | 0 |  | 0 | #REF!
19547 | 766 | 54 |  | No Control | No Control | No Control |  | 149656 | 149549 | 148421 | 150184 | 149470 | 150027 | 149714 | 148476 | 149068 | 150365 | 149066 | 1643996 |  | 766 |  |  | 3656 | [6 empty] | #REF! | #REF! | #REF! | #REF! | #REF! | #REF! | #REF! | N | 1961-07-01 |  |  | #REF! | #REF! |  |  |  | 0 |  | 0 | #REF!
19547 | 766 | 82 |  | No Control | No Control | No Control | 148881 | 149656 | 149549 | 148421 | 150184 | 149470 | 150027 | 149714 | 148476 | 149068 | 150365 | 149066 | 1792877 |  | 766 |  |  | 3656 | [6 empty] | #REF! | #REF! | #REF! | #REF! | #REF! | #REF! | #REF! | N | 1966-12-01 |  |  | #REF! | #REF! |  |  |  | 0 |  | 0 | #REF!
19547 | 766 | 82 | 372 | No Control | No Control | No Control | 148881 | 149656 | 149549 | 148421 | 150184 | 149470 | 150027 | 149714 | 148476 | 149068 | 150365 | 149066 | 1792877 |  | 766 |  |  | 3656 | [6 empty] | #REF! | #REF! | #REF! | #REF! | #REF! | #REF! | #REF! | N | 1968-12-01 |  | 21135824.2918 | #REF! | #REF! | #REF! | 3886517.0725 | 10740756 | 16320.384 | 2720.064 | 25.3065 | #REF!
19804 | 693 | 33 |  | No Control | No Control | No Control | 1046 |  |  | 1046 | 1046 | 1046 | 1046 | 1046 | 1046 | 1046 |  |  | 154910 |  | 693 |  |  | 3656 | [6 empty] | #REF! | #REF! | #REF! | #REF! | #REF! | #REF! | #REF! | N | 1971-06-01 |  |  | #REF! | #REF! |  |  |  | 0 |  | 0 | #REF!
19804 | 693 | 55 | 88 | No Control | No Control | No Control | 1046 |  | 1046 | 1046 | 1046 | 1046 | 1046 | 1046 | 1046 | 1046 | 1046 | 1046 | 158048 |  | 693 |  |  | 3656 | [6 empty] | #REF! | #REF! | #REF! | #REF! | #REF! | #REF! | #REF! | D | 1976-06-01 |  | 8157343.6285 | #REF! | #REF! | #REF! | 1368325.4418 | 2540824 | 3860.736 | 643.456 | 5.9865 | #REF!
19876 | 3804 | 69 |  | OT | No Control | No Control | [12 empty] | 0 |  | 3804 |  |  | 3656 | [6 empty] | #REF! | #REF! | #REF! | #REF! | #REF! | #REF! | #REF! | N | 1948-12-01 |  |  | #REF! | #REF! |  |  |  | 0 |  | 0 | #REF!
19876 | 3804 | 69 | 138 | OT | No Control | No Control | [7 empty] | 150607 |  |  |  |  | 150607 |  | 3804 |  |  | 3656 | [6 empty] | #REF! | #REF! | #REF! | #REF! | #REF! | #REF! | #REF! | N | 1951-05-01 |  | 11246814.4971 | #REF! | #REF! | #REF! | 1926057.9868 | 3984474 | 6054.336 | 1009.056 | 9.3879 | #REF!
19876 | 3804 | 882 | 882 | MC | No Control | No Control | 150674 |  | 150674 | 150675 | 150676 | 150675 | 150673 | 150675 | 150666 |  | 150673 | 150676 | 1506737 |  | 3804 |  |  | 3656 | [6 empty] | #REF! | #REF! | #REF! | #REF! | #REF! | #REF! | #REF! | D | 1975-06-01 | 42.0007 | 31160389.4383 | #REF! | #REF! | #REF! | 6520185.4701 | 25465986 | 11608.5312 | 6449.184 | 60.001 | #REF!
19876 | 3809 | 882 | 882 | MC | No Control | No Control | 1041 | 1040 | 1043 | 1043 | 1040 | 1039 | 1040 | 1040 | 1040 | 1039 | 1038 | 1038 | 1833701 |  | 3809 |  |  | 3656 | [6 empty] | #REF! | #REF! | #REF! | #REF! | #REF! | #REF! | #REF! | N | 1974-12-01 | 42.0007 | 31160389.4383 | #REF! | #REF! | #REF! | 6520185.4701 | 25465986 | 11608.5312 | 6449.184 | 60.001 | #REF!
20884 | 568 | 82 |  | EK | No Control | No Control | [12 empty] | 0 |  | 568 |  |  | 3656 | [6 empty] | #REF! | #REF! | #REF! | #REF! | #REF! | #REF! | #REF! | N | 1957-11-01 | 5.5783 |  | #REF! | #REF! |  |  |  | 0 |  | 0 | #REF!
20884 | 568 | 180 | 262 | EK | No Control | No Control |  | 137973 |  | 136591 | 136591 | 138314 | 138314 | 138317 |  |  |  | 137524 | 2200012 |  | 568 |  |  | 3656 | [6 empty] | #REF! | #REF! | #REF! | #REF! | #REF! | #REF! | #REF! | N | 1961-08-01 | 12.2451 |  | #REF! | #REF! |  |  |  | 2298.8928 | 1915.744 | 17.8234 | #REF!
20884 | 6156 | 460 | 460 | EK | No Control | No Control | 137583 |  | 137973 | 136591 | 136591 | 138780 | 135207 | 138780 | 138780 | 138985 | 138985 | 138916 | 3342290 |  | 6156 |  |  | 3656 | [6 empty] | #REF! | #REF! | #REF! | #REF! | #REF! | #REF! | #REF! | N | 1975-08-01 | 31.293 |  | #REF! | #REF! |  |  |  | 4036.224 | 3363.52 | 31.293 | #REF!
21461 | 1599 | 585 |  | EK | No Control | No Control | 152291 | 152194 | 151374 |  | 152094 | 151978 | 152478 | 152635 | 151860 | 150439 | 151787 | 144852 | 1663982 |  | 1599 |  |  | 3656 | [6 empty] | #REF! | #REF! | #REF! | #REF! | #REF! | #REF! | #REF! | N | 1968-06-01 | 39.7966 |  | #REF! | #REF! |  |  |  | 0 |  | 0 | #REF!
21461 | 1599 | 580 | 1165 | EK | No Control | No Control | 1035 | 1035 | 1040 | 1030 | 1030 | 1035 | 1054 | 1035 | 1035 | 1035 | 1030 | 1033 | 1836048 |  | 1599 |  |  | 3656 | [6 empty] | #REF! | #REF! | #REF! | #REF! | #REF! | #REF! | #REF! | N | 1976-06-01 | 39.4564 |  | #REF! | #REF! |  |  |  | 10222.176 | 8518.48 | 79.253 | #REF!
22350 | 544 | 104 | 104 | EK | No Control | No Control | 139100 | 138500 | 138800 |  | 138000 | [7 empty] | 2375628 |  | 544 |  |  | 3656 | [6 empty] | #REF! | #REF! | #REF! | #REF! | #REF! | #REF! | #REF! | N | 1956-02-01 | 7.0749 |  | #REF! | #REF! |  |  |  | 912.5376 | 760.448 | 7.0749 | #REF!
22380 | 546 | 75 |  | EK | No Control | No Control | 1030 | 1030 | 1030 | 1030 | 1030 | 1030 | 1030 | 1030 | 1030 | 1030 | 1030 | 1030 | 1693425 |  | 546 |  |  | 3656 | [6 empty] | #REF! | #REF! | #REF! | #REF! | #REF! | #REF! | #REF! | N | 1954-06-01 | 5.1021 |  | #REF! | #REF! |  |  |  | 0 |  | 0 | #REF!
22380 | 546 | 415 | 490 | No Control | No Control | No Control | 138930 | 138500 | 138410 |  |  | 137760 | 132110 | 138040 | 138290 |  |  |  | 2339195 |  | 546 |  |  | 3656 | [6 empty] | #REF! | #REF! | #REF! | #REF! | #REF! | #REF! | #REF! | N | 1971-06-01 |  | 24480032.4095 | #REF! | #REF! | #REF! | 4641583.1931 | 14147770 | 21497.28 | 3582.88 | 33.3339 | #REF!
22432 | 548 | 163 |  | EK | No Control | No Control | 151300 | 152300 | 152000 | 151900 | 152300 | 152300 | 152300 | 152300 |  |  |  | 150200 | 1366900 |  | 548 |  |  | 3656 | [6 empty] | #REF! | #REF! | #REF! | #REF! | #REF! | #REF! | #REF! | N | 1960-06-01 | 11.0886 |  | #REF! | #REF! |  |  |  | 0 |  | 0 | #REF!
22432 | 548 | 163 | 326 | EK | No Control | No Control | 151300 | 152300 | 152000 |  | 152300 | 152300 |  | 152300 |  |  |  |  | 912500 |  | 548 |  |  | 3656 | [6 empty] | #REF! | #REF! | #REF! | #REF! | #REF! | #REF! | #REF! | N | 1963-06-01 | 11.0886 |  | #REF! | #REF! |  |  |  | 2860.4544 | 2383.712 | 22.1772 | #REF!
22500 | 1248 | 172 | 172 | No Control | No Control | No Control | 1013 | 1002 | 1001 | 1001 | 1065 | 1013 | 1004 | 1107 | 1111 | 1499 | 999 | 1042 | 1768666 |  | 1248 |  |  | 3656 | [6 empty] | #REF! | #REF! | #REF! | #REF! | #REF! | #REF! | #REF! | N | 1965-05-01 |  | 13074900.3452 | #REF! | #REF! | #REF! | 2266535.4689 | 4966156 | 7545.984 | 1257.664 | 11.7009 | #REF!
22983 | 8906 | 376 | 376 | No Control | No Control | No Control | 1040 | 1040 | 1040 | 1055 | 1042 | 1042 | 1040 | 1031 | 1033 | 1032 | 1032 | 1034 | 1808171 |  | 8906 |  |  | 3656 | [6 empty] | #REF! | #REF! | #REF! | #REF! | #REF! | #REF! | #REF! | N | 1958-12-01 |  | 21262997.8591 | #REF! | #REF! | #REF! | 3914076.1447 | 10856248 | 16495.872 | 2749.312 | 25.5786 | #REF!
22983 | 8906 | 387 | 387 | No Control | No Control | No Control | 1040 | 1040 | 1040 | 1055 | 1042 | 1042 | 1040 | 1031 | 1033 | 1032 | 1032 |  | 1658866 |  | 8906 |  |  | 3656 | [6 empty] | #REF! | #REF! | #REF! | #REF! | #REF! | #REF! | #REF! | N | 1961-12-01 |  | 21607297.2341 | #REF! | #REF! | #REF! | 3989091.8404 | 11173851 | 16978.464 | 2829.744 | 26.327 | #REF!
22983 | 8906 | 387 | 387 | No Control | No Control | No Control | 1040 | 1040 |  |  | 1042 | 1042 | 1040 | 1031 | 1033 | 1032 | 1032 | 1034 | 1507857 |  | 8906 |  |  | 3656 | [6 empty] | #REF! | #REF! | #REF! | #REF! | #REF! | #REF! | #REF! | N | 1962-12-01 |  | 21607297.2341 | #REF! | #REF! | #REF! | 3989091.8404 | 11173851 | 16978.464 | 2829.744 | 26.327 | #REF!
23106 | 1626 | 476 | 476 | EK | No Control | No Control | 139546 | 139546 | 139546 | 139546 | 139546 | 138375 |  |  | 138375 | 138375 | 138228 | 137359 | 3206122 |  | 1626 |  |  | 3656 | [6 empty] | #REF! | #REF! | #REF! | #REF! | #REF! | #REF! | #REF! | N | 1972-07-01 | 32.3815 |  | #REF! | #REF! |  |  |  | 4176.6144 | 3480.512 | 32.3815 | #REF!
23279 | 3181 | 75 |  | EK | No Control | No Control | 137996 |  |  | 137996 | [8 empty] | 278092 |  | 3181 |  |  | 3656 | [6 empty] | #REF! | #REF! | #REF! | #REF! | #REF! | #REF! | #REF! | N | 1948-12-01 | 5.1021 |  | #REF! | #REF! |  |  |  | 0 |  | 0 | #REF!
23279 | 3181 | 75 |  | EK | No Control | No Control | 137996 |  |  | 137996 |  |  | 137996 | 137996 |  |  |  |  | 556184 |  | 3181 |  |  | 3656 | [6 empty] | #REF! | #REF! | #REF! | #REF! | #REF! | #REF! | #REF! | N | 1949-10-01 | 5.1021 |  | #REF! | #REF! |  |  |  | 0 |  | 0 | #REF!
23279 | 3181 | 299 | 449 | EK | No Control | No Control | 137996 | [5 empty] | 137996 | 137996 |  |  |  |  | 417138 |  | 3181 |  |  | 3656 | [6 empty] | #REF! | #REF! | #REF! | #REF! | #REF! | #REF! | #REF! | N | 1949-10-01 | 20.3405 |  | #REF! | #REF! |  |  |  | 3939.7056 | 3283.088 | 30.5447 | #REF!
25875 | 1571 | 659 | 659 | No Control | No Control | No Control | 139345 | 139345 | 139345 | 139345 | 139345 | 139345 | 139345 | 136938 | 136938 | 136938 | 136938 | 136938 | 3488081 |  | 1571 |  |  | 3656 | [6 empty] | #REF! | #REF! | #REF! | #REF! | #REF! | #REF! | #REF! | N | 1975-06-01 |  | 28062784.3181 | #REF! | #REF! | #REF! | 5551401.8208 | 19027307 | 28911.648 | 4818.608 | 44.8307 | #REF!
25875 | 1571 | 659 | 659 | No Control | No Control | No Control | 139345 | 139345 | 139345 | 139345 | 139345 | 139345 | 139345 | 136938 | 136938 | 136938 | 136938 |  | 3038584 |  | 1571 |  |  | 3656 | [6 empty] | #REF! | #REF! | #REF! | #REF! | #REF! | #REF! | #REF! | D | 1981-12-01 |  | 28062784.3181 | #REF! | #REF! | #REF! | 5551401.8208 | 19027307 | 28911.648 | 4818.608 | 44.8307 | #REF!
26751 | 2511 | 188 |  | No Control | No Control | No Control | 1052 | 1040 | 1043 | 1046 | 1041 | 1037 | 1032 | 1029 | 1027 | 1022 | 1018 | 1033 | 1515444 |  | 2511 |  |  | 3656 | [6 empty] | #REF! | #REF! | #REF! | #REF! | #REF! | #REF! | #REF! | N | 1956-11-01 |  |  | #REF! | #REF! |  |  |  | 0 |  | 0 | #REF!
26751 | 2511 | 188 | 376 | MC | No Control | No Control | 1052 | 1040 | 1043 | 1046 | 1041 | 1037 | 1032 | 1029 | 1027 | 1022 | 1018 | 1033 | 2266290 |  | 2511 |  |  | 3656 | [6 empty] | #REF! | #REF! | #REF! | #REF! | #REF! | #REF! | #REF! | N | 1963-11-01 | 8.9525 | 21262997.8591 | #REF! | #REF! | #REF! | 3914076.1447 | 10856248 | 4948.7616 | 2749.312 | 25.5786 | #REF!
26751 | 2516 | 387 |  | EK | No Control | No Control | 1013 | 1014 | 1009 | 1012 | 1010 | 1005 | 1005 | 1004 | 1004 |  |  | 1000 | 1530989 |  | 2516 |  |  | 3656 | [6 empty] | #REF! | #REF! | #REF! | #REF! | #REF! | #REF! | #REF! | N | 1967-07-01 | 26.327 |  | #REF! | #REF! |  |  |  | 0 |  | 0 | #REF!
26751 | 2516 | 387 | 774 | EK | No Control | No Control | 1013 | 1014 | 1009 | 1012 | 1010 | 1005 | 1005 | 1004 | 1004 | 1004 | 1004 | 1000 | 1685303 |  | 2516 |  |  | 3656 | [6 empty] | #REF! | #REF! | #REF! | #REF! | #REF! | #REF! | #REF! | N | 1968-06-01 | 26.327 |  | #REF! | #REF! |  |  |  | 6791.3856 | 5659.488 | 52.6539 | #REF!
26751 | 2516 | 387 |  | EK | No Control | No Control | 151472 | 151435 |  | 151850 | 150940 | 151937 | 153978 | 152345 | 152435 | 152218 | 151933 | 152618 | 1673161 |  | 2516 |  |  | 3656 | [6 empty] | #REF! | #REF! | #REF! | #REF! | #REF! | #REF! | #REF! | N | 1972-07-01 | 26.327 |  | #REF! | #REF! |  |  |  | 0 |  | 0 | #REF!
26751 | 2516 | 387 | 774 | EK | No Control | No Control | 1013 | 1014 | 1009 | 1012 | 1010 | 1005 | 1005 | 1004 | 1004 | 1004 | 1004 | 1000 | 1827962 |  | 2516 |  |  | 3656 | [6 empty] | #REF! | #REF! | #REF! | #REF! | #REF! | #REF! | #REF! | D | 1977-12-01 | 26.327 |  | #REF! | #REF! |  |  |  | 6791.3856 | 5659.488 | 52.6539 | #REF!
26751 | 2517 | 188 |  | EK | No Control | No Control | 1014 | 1016 | 1012 | 1010 | 1011 | 1005 | 1005 | 1005 | 1006 | 1005 | 1005 | 1002 | 1821212 |  | 2517 |  |  | 3656 | [6 empty] | #REF! | #REF! | #REF! | #REF! | #REF! | #REF! | #REF! | N | 1958-11-01 | 12.7893 |  | #REF! | #REF! |  |  |  | 0 |  | 0 | #REF!
26751 | 2517 | 188 | 376 | EK | No Control | No Control | 1014 | 1016 |  | 1010 | 1011 | 1005 | 1005 | 1005 | 1006 | 1005 | 1005 | 1002 | 1669282 |  | 2517 |  |  | 3656 | [6 empty] | #REF! | #REF! | #REF! | #REF! | #REF! | #REF! | #REF! | N | 1960-11-01 | 12.7893 |  | #REF! | #REF! |  |  |  | 3299.1744 | 2749.312 | 25.5786 | #REF!
31719 | 1507 | 50 |  | MC | No Control | No Control | 150272 | 151885 | 150650 | 150650 | 150537 | 151226 | 151226 | 153131 |  |  |  |  | 1209577 |  | 1507 |  |  | 3656 | [6 empty] | #REF! | #REF! | #REF! | #REF! | #REF! | #REF! | #REF! | N | 1957-12-01 | 2.381 |  | #REF! | #REF! |  |  |  | 0 |  | 0 | #REF!
31719 | 1507 | 50 |  | MC | No Control | No Control | 150272 | 151885 | 150650 | 150650 | 150537 | 151226 | 151226 | 153131 |  |  |  |  | 1209577 |  | 1507 |  |  | 3656 | [6 empty] | #REF! | #REF! | #REF! | #REF! | #REF! | #REF! | #REF! | N | 1958-03-01 | 2.381 |  | #REF! | #REF! |  |  |  | 0 |  | 0 | #REF!
31719 | 1507 | 114 | 214 | MC | No Control | No Control | 150272 | 151885 | 150650 | 150650 | 150537 | 151226 | 151226 | 153131 | 153131 | 153131 | 153131 | 153131 | 1822101 |  | 1507 |  |  | 3656 | [6 empty] | #REF! | #REF! | #REF! | #REF! | #REF! | #REF! | #REF! | N | 1965-07-01 | 5.4287 | 15103875.395 | #REF! | #REF! | #REF! | 2654530.3608 | 6178822 | 2816.5824 | 1564.768 | 14.5581 | #REF!
31719 | 1507 | 632 | 632 | EK | No Control | No Control | 150078 | 149856 |  | 152084 | 152084 | 151230 | 151067 | 150801 | 150511 | 151708 | 152904 | 152904 | 1665227 |  | 1507 |  |  | 3656 | [6 empty] | #REF! | #REF! | #REF! | #REF! | #REF! | #REF! | #REF! | D | 1978-12-01 | 42.9939 |  | #REF! | #REF! |  |  |  | 5545.4208 | 4621.184 | 42.9939 | #REF!
34363 | 1496 | 35 |  | MC | No Control | No Control | [7 empty] | 149529 |  |  |  |  | 149529 |  | 1496 |  |  | 3656 | [6 empty] | #REF! | #REF! | #REF! | #REF! | #REF! | #REF! | #REF! | N | 1952-07-01 | 1.6667 |  | #REF! | #REF! |  |  |  | 0 |  | 0 | #REF!
34363 | 1496 | 35 |  | MC | No Control | No Control | [7 empty] | 149529 |  |  |  |  | 149529 |  | 1496 |  |  | 3656 | [6 empty] | #REF! | #REF! | #REF! | #REF! | #REF! | #REF! | #REF! | N | 1952-11-01 | 1.6667 |  | #REF! | #REF! |  |  |  | 0 |  | 0 | #REF!
34363 | 1496 | 38 | 108 | MC | No Control | No Control | [7 empty] | 149529 |  |  |  |  | 149529 |  | 1496 |  |  | 3656 | [6 empty] | #REF! | #REF! | #REF! | #REF! | #REF! | #REF! | #REF! | N | 1955-06-01 | 1.8096 | 9460773.4057 | #REF! | #REF! | #REF! | 1601035.8264 | 3118284 | 1421.4528 | 789.696 | 7.3471 | #REF!
38009 | 1642 | 114 | 114 | EK | No Control | No Control | [7 empty] | 137410 |  |  |  |  | 1514348 |  | 1642 |  |  | 3656 | [6 empty] | #REF! | #REF! | #REF! | #REF! | #REF! | #REF! | #REF! | N | 1957-07-01 | 7.7552 |  | #REF! | #REF! |  |  |  | 1000.2816 | 833.568 | 7.7552 | #REF!
38246 | 599 | 114 | 114 | MC | No Control | No Control | 1032 | 1032 | 1032 | 1032 | 1032 | 1032 | 1032 | 1032 | 1032 | 1032 | 1032 | 1032 | 1838023 |  | 599 |  |  | 3656 | [6 empty] | #REF! | #REF! | #REF! | #REF! | #REF! | #REF! | #REF! | N | 1975-09-01 | 5.4287 | 9832958.3506 | #REF! | #REF! | #REF! | 1668169.6735 | 3291522 | 1500.4224 | 833.568 | 7.7552 | #REF!
218 |  | 218 | 131 | [27 empty] | #REF! | #REF! | #REF! | #REF! | #REF! | #REF! | #REF! |  | TOTAL | 1246.8093 | 2231824577.2302 | #REF! | #REF! | #REF! | 424525061.8244 | 1306278040.6 | 1658471.28 | 399390.2144 | 3715.788 | #REF!
|  | 248.2853 | [28 empty] | 0 | 0 | 0 | 0 | 0 | 0 | 0 |  | COUNT | 72 | 110 | 0 | 0 | 0 | 110 | 110 | 218 | 131 | 218 | 0
|  | 25 | [28 empty] | #REF! | #REF! | #REF! | #REF! | #REF! | #REF! | #REF! |  | AVERAGE | 17.3168 | 20289314.3385 | #REF! | #REF! | #REF! | 3859318.7439 | 11875254.9145 | 7607.6664 | 3048.7803 | 17.0449 | #REF!
|  | 1028 | [28 empty] | #REF! | #REF! | #REF! | #REF! | #REF! | #REF! | #REF! |  | MAX | 69.9331 | 33319290.7285 | #REF! | #REF! | #REF! | 7708533.2855 | 36206742 | 37335.072 | 9169.248 | 85.3075 | #REF!
[31 empty] | #REF! | #REF! | #REF! | #REF! | #REF! | #REF! | #REF! |  | MIN | 1.5715 | 7342821.3168 | #REF! | #REF! | #REF! | 1110889.25 | 750698 | 0 | 190.112 | 0 | #REF!
[31 empty] | #REF! | [11 empty] | #REF! |  |  |  | 829.2356 | 199.6951 | 1.8579 | #REF!
Incremental impacts for oil-fired utility boiler emission reductions
[25 empty] | Impact | Capital cost, $ | Annual cost, $/y | Energy, kWh/y | Solid waste, | Ni reduction
[29 empty] | tpy | tpy
[25 empty] | PM control, all plants | 2231824577.2302 | 424525061.8244 | 1306278040.6 | 2468.9787 | 629.5405
Incremental impacts for oil-fired utility boiler emission reductions, rounded
[25 empty] | Impact | Capital cost, $ | Annual cost, $/y | Energy, kWh/y | Solid waste, | Ni reduction
[26 empty] | millions, 2001 | millions, 2001 | millions | tpy | tpy
[25 empty] | PM control, all plants | 2232 | 425 | 1306 | 2468.9787 | 629.5405
Note on AX2: James H. Turner: 0.163 tons/y solid waste/MW from ESP costing sheets - cost manual basis. 8760 h/y
Note on AV2: James H. Turner: ek, ew, mc = control (cold-side ESP, hot-side ESP, cyclone or multicyclone. If these controls aer present, emissions are reduced. Emission rate is 0.012 lb/MWh x MW x h/y. existing ESP averages 80 % efficiency, MC assumed to be 70 %.
Note on AU2: James H. Turner: 28873 = kWh/MW-y from ESP costing sheets.
Note on AT2: James H. Turner: Costing equations from ESP costing sheets - adaptations based on five sizes costed from manual.
Note on Y2: James H. Turner: Based on average of hours reported by plants in Heat Content Comparisons tab of this workbook
Note on E2: James H. Turner: Reported values by plants from DOE form.
Note on D2: James H. Turner: Summed from units in adjacent column ® at same plant and not over about 200 or so MW - judgement call.
Note on C2: James H. Turner: From DOE form.

## OPERATING HRS
UTILITY_CODE | PLANT_CODE | BOILER_ID | HOURS_UNDER_LOAD | HOURS BY PLANT
520 | 864 | 4 | 479
803 | 116 | 1 | 5703
803 | 116 | 1 | 5703
803 | 116 | 2 | 6000
803 | 116 | 2 | 6000
803 | 118 | 1 | 4859
803 | 118 | 1 | 4859
803 | 118 | 2 | 5115
803 | 118 | 2 | 5115
807 | 202 | 01 | 4966
807 | 202 | 01 | 4966
807 | 203 | 01 | 4859
807 | 203 | 01 | 4859
814 | 168 | 1 | 1466
814 | 168 | 2 | 1293
814 | 169 | 1 | 2694
814 | 169 | 2 | 2834
963 | 2378 | 3 | 2502
963 | 2378 | 3 | 2502
963 | 2384 | 1 | 1113
963 | 2384 | 4 | 0
963 | 2384 | 6 | 0
1015 | 3548 | 1 | 4667
1015 | 3548 | 1 | 4667
1015 | 3548 | 2 | 7876
1015 | 3548 | 2 | 7876
2172 | 3628 | 1 | 3506
2172 | 3628 | 2 | 6068
2172 | 3628 | 3 | 6544
2172 | 3628 | 3 | 6544
2442 | 3561 | 3 | 0
2442 | 3561 | 4 | 64
2442 | 3561 | 5 | 1658
2442 | 3561 | 6 | 2462
2716 | 302 | 1 | 6038
2716 | 302 | 1 | 6038
2716 | 302 | 2 | 6309
2716 | 302 | 2 | 6309
2716 | 302 | 3 | 6751
2716 | 302 | 3 | 6751
2716 | 302 | 4 | 8243
2716 | 302 | 4 | 8243
2716 | 302 | 5 | 6496
2716 | 302 | 5 | 6496
3249 | 2480 | 1 | 834
3249 | 2480 | 1 | 834
3249 | 2480 | 2 | 924
3249 | 2480 | 2 | 924 | 924
3249 | 8006 | 1 | 3339 | 3339
3249 | 8006 | 1 | 3339
3249 | 8006 | 2 | 4928
3249 | 8006 | 2 | 4928 | 4928
3265 | 6190 | 1 | 6943 | 6943
3265 | 6190 | 1 | 6943
3278 | 4939 | 1 | 7048
3278 | 4939 | 1 | 7048 | 7048
3278 | 4939 | 2 | 8435 | 8435
3278 | 4939 | 2 | 8435
4166 | 1553 | 3 | 3225
4166 | 1553 | 3 | 3225 | 3225
4166 | 1554 | 1 | 2357 | 2357
4166 | 1554 | 1 | 2357
4166 | 1554 | 4 | 3303
4166 | 1554 | 4 | 3303 | 3303
4226 | 2496 | 100 | 1663 | 1663
4226 | 2496 | 100 | 1663
4254 | 1702 | 3 | 1917
4254 | 1702 | 3 | 1917 | 1917
4254 | 1702 | 4 | 1804 | 1804
4254 | 1702 | 4 | 1804
4318 | 593 | 5 | 4972
4318 | 593 | 5 | 4972 | 4972
5027 | 1564 | 8 | 1654 | 1654
5027 | 1564 | 8 | 1654
5107 | 1822 | 5 | 3748
5107 | 1822 | 6 | 5025
5107 | 1822 | 7 | 8713
5109 | 1743 | 5 | 0
5109 | 6035 | 1 | 2639
5109 | 6035 | 1 | 2639
5109 | 6035 | 1 | 2639
5109 | 6035 | 1 | 2639 | 2639
5403 | 310 | 1 | 7446 | 7446
5403 | 310 | 1 | 7446
5403 | 310 | 2 | 7790
5403 | 310 | 2 | 7790 | 7790
5403 | 310 | 3 | 6181 | 6181
5403 | 310 | 3 | 6181
5403 | 310 | 4 | 1806
5403 | 310 | 4 | 1806 | 1806
5517 | 891 | 1 | 341 | 341
5517 | 891 | 1 | 341
5517 | 891 | 2 | 341
5517 | 891 | 2 | 341 | 341
5517 | 891 | 3 | 341 | 341
5517 | 891 | 3 | 341
5517 | 891 | 4 | 341
5517 | 891 | 4 | 341 | 341
5517 | 891 | 5 | 341 | 341
5517 | 891 | 5 | 341
5517 | 891 | 6 | 341
5517 | 891 | 6 | 341 | 341
5517 | 891 | 7 | 341 | 341
5517 | 891 | 7 | 341
5517 | 891 | 8 | 341
5517 | 891 | 8 | 341
5517 | 898 | 1 | 250
5517 | 898 | 2 | 531
5517 | 898 | 3 | 329
5624 | 10025 | 16 | 71 | 71
5624 | 10025 | PB1 | 33 | 33
5624 | 10025 | PB2 | 25 | 25
5624 | 10025 | PB3 | 42 | 42
5624 | 10025 | PB4 | 68 | 68
5701 | 2444 | 6 | 5654
5701 | 2444 | 7 | 6291
5701 | 2444 | 8 | 4611
5701 | 3456 | 1 | 7138
5701 | 3456 | 2 | 6816
5701 | 3456 | 3 | 8392
6452 | 609 | PCC1 | 6734
6452 | 609 | PCC1 | 6734 | 6734
6452 | 609 | PCC2 | 7218 | 7218
6452 | 609 | PCC2 | 7218
6452 | 617 | PPE1 | 5496
6452 | 617 | PPE1 | 5496 | 5496
6452 | 617 | PPE2 | 5899 | 5899
6452 | 617 | PPE2 | 5899
6452 | 617 | PPE3 | 6360
6452 | 617 | PPE3 | 6360 | 6360
6452 | 617 | PPE4 | 6987 | 6987
6452 | 617 | PPE4 | 6987
6452 | 619 | PRV3 | 7617
6452 | 619 | PRV3 | 7617 | 7618
6452 | 619 | PRV4 | 7001
6452 | 619 | PRV4 | 7001 | 7001
6452 | 620 | PSN3 | 5386 | 5386
6452 | 620 | PSN3 | 5386
6452 | 620 | PSN4 | 5897
6452 | 620 | PSN4 | 5897 | 5897
6452 | 621 | PTP1 | 6669 | 6669
6452 | 621 | PTP1 | 6669
6452 | 621 | PTP2 | 6185
6452 | 621 | PTP2 | 6185 | 6185
6452 | 6042 | PMT1 | 7647 | 7647
6452 | 6042 | PMT2 | 6645 | 6645
6452 | 6043 | PMR1 | 6672 | 6672
6452 | 6043 | PMR1 | 6672
6452 | 6246 | HRSG11 | 2476
6452 | 6246 | HRSG12 | 2475
6452 | 6246 | HRSG21 | 2452
6452 | 6246 | HRSG22 | 2452
6455 | 630 | 1 | 0
6455 | 630 | 2 | 0
6455 | 630 | 3 | 0
6455 | 634 | 1 | 7141
6455 | 634 | 1 | 7141 | 7141
6455 | 634 | 2 | 7047 | 7047
6455 | 634 | 3 | 6449 | 6449
6455 | 634 | 3 | 6449
6455 | 638 | 1 | 3990
6455 | 638 | 2 | 3952 | 3952
6455 | 638 | 3 | 4130 | 4130
6455 | 638 | 3 | 4130
6455 | 638 | 3 | 4130
6455 | 8048 | 1 | 7000
6455 | 8048 | 1 | 7000
6455 | 8048 | 1 | 7000 | 7000
6455 | 8048 | 2 | 7628 | 7628
6455 | 8048 | 2 | 7628
6455 | 8048 | 2 | 7628
6616 | 658 | 7 | 1401
6616 | 658 | 7 | 1401 | 1401
6616 | 658 | 8 | 1991 | 1991
6616 | 658 | 8 | 1991
6909 | 663 | B1 | 4869
6909 | 663 | B1 | 4869 | 4869
6958 | 3576 | BW2 | 7588
6958 | 3576 | BW3 | 3332
6958 | 3576 | CE1 | 4495
7140 | 700 | A2 | 0
7140 | 700 | A3 | 29
7140 | 700 | A4 | 26
7140 | 700 | A4 | 26 | 26
7140 | 715 | 1 | 1043 | 1043
7140 | 715 | 1 | 1043
7140 | 715 | 2 | 1279
7140 | 715 | 2 | 1279 | 1279
7565 | 55829 | MB1 | 5904
7565 | 55829 | MB2 | 7320 | 7320
7565 | 55829 | MB3 | 3288
7565 | 55829 | MB4 | 6648
7801 | 641 | 1 | 913
7801 | 641 | 2 | 932
7801 | 641 | 3 | 939
9216 | 389 | 3 | 2820
9216 | 389 | 4 | 3796
9216 | 389 | 4 | 3796 | 3796
9273 | 990 | 10 | 26
9273 | 990 | 9 | 8431
9273 | 990 | 9 | 8431 | 8431
9617 | 667 | 1 | 5439 | 5439
9617 | 667 | 1 | 5439
9617 | 667 | 3 | 7134
9617 | 667 | 3 | 7134 | 7134
10005 | 1240 | 1 | 1983 | 1983
10005 | 1240 | 1 | 1983
10005 | 1240 | 2 | 2712
10005 | 1240 | 2 | 2712 | 2712
10005 | 1242 | 1 | 650 | 650
10005 | 1242 | 2 | 901 | 901
10005 | 1242 | 2 | 901
10005 | 1242 | 3 | 2761 | 2761
10005 | 1242 | 3 | 2761
10005 | 1242 | 4 | 3048
10005 | 1242 | 4 | 3048 | 3048
10023 | 2500 | 10 | 4704 | 4704
10023 | 2500 | 10 | 4704
10023 | 2500 | 20 | 5895
10023 | 2500 | 20 | 5895 | 5895
10023 | 2500 | 30 | 6826 | 6826
10023 | 2500 | 30 | 6826
10171 | 1361 | 1 | 0
10171 | 1361 | 2 | 0
10171 | 1361 | 3 | 0
10171 | 1361 | 4 | 0
10623 | 676 | 1 | 4829
10623 | 676 | 1 | 4829 | 4829
10623 | 676 | 2 | 4027 | 4027
10623 | 676 | 2 | 4027
11208 | 400 | 1 | 3003
11208 | 400 | 2 | 7056
11208 | 400 | 3 | 3819
11208 | 400 | 4 | 2414
11208 | 400 | 5 | 4875
11208 | 400 | 6 | 2074
11208 | 408 | 3 | 1134
11208 | 408 | 4 | 808
11269 | 3601 | 1 | 4124
11269 | 3601 | 1 | 4124 | 4124
11269 | 3601 | 2 | 4011 | 4011
11269 | 3601 | 2 | 4011
11269 | 3601 | 3 | 6958 | 6958
11269 | 4937 | 1 | 6206 | 6206
11269 | 4937 | 1 | 6206
11479 | 3992 | 1 | 78
11479 | 3992 | 11 | 237
11479 | 3992 | 2 | 375
11479 | 3992 | 3 | 678
11479 | 3992 | 3 | 678 | 678
12384 | 6025 | 1 | 2139 | 2139
12384 | 6025 | 1 | 2139
12384 | 6025 | 2 | 1919
12384 | 6025 | 2 | 1919 | 1919
12384 | 6025 | 3 | 2266 | 2266
12384 | 6025 | 3 | 2266
12384 | 6025 | 4 | 1531
12384 | 6025 | 4 | 1531 | 1531
12384 | 6025 | 5 | 1360 | 1360
12384 | 6025 | 5 | 1360
12664 | 603 | 15 | 316 | 316
12664 | 603 | 16 | 947 | 947
12685 | 2050 | 1 | 7650
12685 | 2050 | 1 | 7650 | 7650
12685 | 2050 | 2 | 4606 | 4606
12685 | 2050 | 2 | 4606
12685 | 2053 | 1A | 449
12685 | 2053 | 3 | 1549
12685 | 2053 | 4 | 3500
12685 | 8054 | 1 | 5402
12685 | 8054 | 1 | 5402
12685 | 8054 | 1 | 5402 | 5402
12698 | 2098 | 1 | 982 | 982
12698 | 2098 | 1 | 982
12698 | 2098 | 2 | 1116 | 1116
12698 | 2098 | 4 | 5117 | 5117
12698 | 2098 | 4 | 5117
13337 | 2226 | 1 | 4729
13337 | 2226 | 1 | 4729 | 4729
13407 | 2322 | 1 | 3776
13407 | 2322 | 2 | 5317
13407 | 2322 | 3 | 5365
13478 | 1409 | 3 | 5333
13478 | 1409 | 3 | 5333 | 5333
13998 | 2869 | 1B | 0 | 0
14294 | 2539 | 1 | 1561 | 1561
14294 | 2539 | 1 | 1561
14294 | 2539 | 2 | 1562
14294 | 2539 | 2 | 1562 | 1562
14294 | 2539 | 3 | 1683 | 1683
14294 | 2539 | 3 | 1683
14294 | 2539 | 4 | 1838
14294 | 2539 | 4 | 1838 | 1838
14328 | 246 | 1 | 7301 | 7301
14328 | 246 | 1 | 7301
14328 | 246 | 2 | 8461
14328 | 246 | 2 | 8461 | 8461
14328 | 247 | 7 | 5524
14534 | 420 | B1 | 202
14534 | 420 | B2 | 2927
14534 | 420 | B3 | 7073
14940 | 3160 | 71 | 772
14940 | 3160 | 71 | 772 | 772
14940 | 3160 | 81 | 870 | 870
14940 | 3160 | 81 | 870
14940 | 3161 | 3 | 2114
14940 | 3161 | 3 | 2114 | 2114
14940 | 3161 | 4 | 1173 | 1173
14940 | 3161 | 4 | 1173
14940 | 3169 | 1 | 626
14940 | 3169 | 1 | 626 | 626
15147 | 2403 | 1 | 1210 | 1210
15147 | 2403 | 1 | 1210
15147 | 2404 | 7 | 429 | 429
15147 | 2404 | 8 | 412 | 412
15147 | 2406 | 11 | 87 | 87
15147 | 2406 | 13 | 87 | 87
15147 | 2406 | 2 | 653 | 653
15147 | 2411 | 1 | 1575
15147 | 2411 | 1 | 1575 | 1575
15147 | 2411 | 2 | 1500 | 1500
15147 | 2411 | 2 | 1500
15147 | 2411 | 3 | 2081
15147 | 2411 | 3 | 2081 | 2081
15147 | 2411 | 4 | 1857 | 1857
15147 | 2411 | 4 | 1857
15262 | 50637 | 2PWR | 8527
15262 | 50637 | 2PWR | 8527 | 8527
15296 | 2491 | 001 | 7737 | 7737
15296 | 2491 | 001 | 7737
15367 | 3148 | 3 | 2652
15367 | 3148 | 3 | 2652
15367 | 3148 | 3 | 2652 | 2652
15367 | 3148 | 4 | 2403 | 2403
15367 | 3148 | 4 | 2403
15367 | 3148 | 4 | 2403
15466 | 478 | 1 | 5016
15466 | 478 | 2 | 1665
15466 | 478 | 2 | 1665
15466 | 478 | 3 | 1426
15470 | 1004 | 6-1 | 5848 | 5848
15472 | 8002 | 1 | 2349
15472 | 8002 | 1 | 2349
15472 | 8002 | 1 | 2349 | 2349
15853 | 683 | 1 | 3661 | 3661
15853 | 683 | 1 | 3661
15853 | 683 | 2 | 5628
15853 | 683 | 2 | 5628 | 5628
15853 | 683 | 3 | 7115 | 7115
15853 | 683 | 3 | 7115
15864 | 2390 | 07 | 306
15864 | 2390 | 08 | 316
15864 | 2390 | 08 | 316 | 316
16572 | 141 | 1 | 4442 | 4442
16572 | 141 | 1 | 4442
16572 | 141 | 2 | 4839
16572 | 141 | 2 | 4839 | 4839
16572 | 141 | 3 | 5499 | 5499
16572 | 141 | 3 | 5499
16572 | 147 | K-1 | 2558
16572 | 147 | K-2 | 3769
16572 | 147 | K-2 | 3769 | 3769
16687 | 733 | 4 | 2765 | 2765
16687 | 733 | 4 | 2765
17166 | 2330 | 1 | 8108
17166 | 2330 | 1 | 8108 | 8108
17166 | 2330 | 2 | 8578 | 8578
17166 | 2330 | 2 | 8578
17166 | 2336 | 1 | 8068
17166 | 2336 | 1 | 8068 | 8068
17166 | 2336 | 2 | 8076 | 8076
17166 | 2336 | 2 | 8076
17166 | 2336 | 3 | 7728
17166 | 2336 | 3 | 7728 | 7728
17256 | 1588 | 4 | 2646 | 2646
17256 | 1588 | 4 | 2646
17256 | 1588 | 5 | 2662
17256 | 1588 | 5 | 2662 | 2662
17256 | 1588 | 6 | 1174 | 1174
17256 | 1588 | 6 | 1174
17256 | 1588 | 7 | 6566
17256 | 1588 | 7 | 6566 | 6566
17465 | 10017 | PB06 | 3560 | 3560
17496 | 2625 | 1 | 3979
17496 | 2625 | 1 | 3979 | 3979
17496 | 2625 | 2 | 1924 | 1924
17496 | 2625 | 2 | 1924
17496 | 2629 | 3 | 4236
17496 | 2629 | 3 | 4236 | 4236
17568 | 2070 | 1 | 3761
17568 | 2070 | 2 | 6157
17568 | 2070 | 3 | 5540
17568 | 2070 | 3 | 5540 | 5540
17669 | 273 | 3-1 | 6839
17698 | 1417 | 3 | 1989
17698 | 1417 | 3 | 1989 | 1989
17698 | 1417 | 4 | 3197 | 3197
17698 | 1417 | 4 | 3197
17698 | 3476 | 5 | 6398
17698 | 3476 | 5 | 6398 | 6398
17698 | 3478 | 1 | 3345 | 3345
17698 | 3478 | 1 | 3345
18315 | 1336 | S-2 | 2134
18445 | 688 | 1 | 6314
18445 | 688 | 1 | 6314 | 6314
18445 | 688 | 2 | 4899 | 4899
18445 | 688 | 2 | 4899
18445 | 689 | 7 | 1321
18445 | 689 | 7 | 1321 | 1321
18454 | 647 | HB01 | 0
18454 | 647 | HB02 | 25 | 25
18454 | 647 | HB03 | 37 | 37
18454 | 647 | HB04 | 54 | 54
18454 | 647 | HB05 | 56 | 56
18454 | 647 | HB06 | 0
18488 | 1682 | 8 | 258
18488 | 1682 | 8 | 258 | 258
18488 | 1682 | 9 | 1837 | 1837
18488 | 1682 | 9 | 1837
19404 | 1619 | 4 | 3635
19404 | 1619 | 4 | 3635 | 3635
19436 | 913 | 6 | 473 | 473
19436 | 913 | 6 | 473
19436 | 913 | 8 | 454
19436 | 913 | 8 | 454 | 454
19547 | 764 | 16 | 895 | 895
19547 | 764 | 17 | 2362 | 2362
19547 | 765 | 1 | 8641 | 8641
19547 | 765 | 2 | 8657 | 8657
19547 | 765 | 3 | 6847 | 6847
19547 | 765 | 5 | 8601 | 8601
19547 | 765 | 6 | 8598 | 8598
19547 | 766 | 3 | 1170 | 1170
19547 | 766 | 4 | 1009 | 1009
19547 | 766 | 5 | 3794 | 3794
19547 | 766 | 6 | 3773 | 3773
19547 | 766 | 7 | 8525 | 8525
19547 | 766 | 8 | 8417 | 8417
19804 | 693 | 1 | 120 | 120
19804 | 693 | 2 | 0
19804 | 693 | 3 | 648
19804 | 693 | 3 | 648 | 648
19804 | 693 | 4 | 1582 | 1582
19804 | 693 | 4 | 1582
19876 | 3804 | 1 | 0
19876 | 3804 | 2 | 58 | 58
19876 | 3804 | 5 | 2824 | 2824
19876 | 3809 | 3 | 5273
19876 | 3809 | 3 | 5273 | 5273
20391 | 1233 | 4 | 7749
20404 | 3526 | 6 | 8415
20505 | 50189 | PKG | 2760 | 2760
20884 | 568 | BHB1 | 0
20884 | 568 | BHB2 | 974
20884 | 568 | BHB2 | 974 | 974
20884 | 6156 | NHB1 | 6243 | 6243
20884 | 6156 | NHB1 | 6243
20884 | 6156 | NHB1 | 6243
21461 | 1599 | 1 | 6073 | 6073
21461 | 1599 | 2 | 6986
21461 | 1599 | 2 | 6986 | 6986
22350 | 544 | 7 | 4247 | 4247
22350 | 544 | 7 | 4247
22350 | 544 | 7 | 4247
22380 | 546 | 5 | 4134
22380 | 546 | 5 | 4134 | 4134
22380 | 546 | 6 | 1763 | 1763
22380 | 546 | 6 | 1763
22432 | 548 | 1 | 5505 | 5505
22432 | 548 | 2 | 4036 | 4036
22500 | 1248 | 1 | 494 | 494
22500 | 1248 | 2 | 434 | 434
22500 | 1248 | 3 | 427
22500 | 1248 | 4 | 2776
22500 | 1248 | 4 | 2776 | 2776
22846 | 2490 | 20 | 6073
22846 | 2490 | 30 | 4835
22983 | 8906 | 30 | 6395
22983 | 8906 | 30 | 6395 | 6395
22983 | 8906 | 40 | 4543 | 4543
22983 | 8906 | 40 | 4543
22983 | 8906 | 50 | 5189
22983 | 8906 | 50 | 5189 | 5189
23106 | 1626 | 4 | 4484 | 4484
23106 | 1626 | 4 | 4484
23279 | 3181 | 1 | 187
23279 | 3181 | 1 | 187 | 187
23279 | 3181 | 2 | 154 | 154
23279 | 3181 | 2 | 154
23279 | 3181 | 3 | 227
23279 | 3181 | 3 | 227 | 227
24211 | 126 | 1 | 8160
24211 | 126 | 2 | 6503
24211 | 126 | 3 | 5783
25875 | 1571 | 3 | 2743 | 2743
25875 | 1571 | 3 | 2743
25875 | 1571 | 3 | 2743
25875 | 1571 | 4 | 2832
25875 | 1571 | 4 | 2832
25875 | 1571 | 4 | 2832 | 2832
26751 | 2511 | 10 | 7997 | 7997
26751 | 2511 | 10 | 7997
26751 | 2511 | 20 | 7504
26751 | 2511 | 20 | 7504 | 7504
26751 | 2516 | 1 | 5669 | 5669
26751 | 2516 | 1 | 5669
26751 | 2516 | 2 | 7524
26751 | 2516 | 2 | 7524 | 7524
26751 | 2516 | 3 | 6754 | 6754
26751 | 2516 | 4 | 8248
26751 | 2516 | 4 | 8248 | 8248
26751 | 2517 | 3 | 6546 | 6546
26751 | 2517 | 3 | 6546
26751 | 2517 | 4 | 6362
26751 | 2517 | 4 | 6362 | 6362
31719 | 1507 | 1 | 2191 | 2191
31719 | 1507 | 2 | 1951 | 1951
31719 | 1507 | 3 | 4171 | 4171
31719 | 1507 | 4 | 1976 | 1976
34363 | 1496 | 3 | 20 | 20
34363 | 1496 | 4 | 20 | 20
34363 | 1496 | 5 | 19 | 19
38009 | 1642 | 3 | 2838
38009 | 1642 | 3 | 2838
38009 | 1642 | 3 | 2838 | 2838
38246 | 599 | 1 | 1682 | 1682
38246 | 599 | 1 | 1682
38246 | 599 | 2 | 1542
38246 | 599 | 2 | 1542 | 1542
38246 | 599 | 3 | 3651 | 3651
38246 | 599 | 3 | 3651
|  |  | 1970876 | 815393
|  |  | 532 | 223
|  |  | 3704.6541 | 3656.4709
|  |  | 0.42291 | 0.41741