## Cover Sheet
Slice Cost Shift Study
'02 Rate Case
2000-04-24
The Slice Cost Shift Study analyzes the changes in BPA's net revenues between two study cases: a Slice case and a non-Slice case. In the Slice case, 15% of the output of the system (firm and secondary) was assumed to be sold as Slice. The non-Slice case assumes the same load where firm power is sold at the PF rate. Assumptions used in this study are consistent with the 2002 power rate case. The table in the "results" tab shows the total effect of the revenue impacts over the 50 year period of the study. Chart 1 and Chart 2 show the change in Slice load from net requirements loads including market price under two extreme water conditions for HLH and LLH respectively. Chart 3 shows the net financial impact to BPA resulting from the sale of Slice. To print out the entire study results; from the menu bar select "View", "Report Manager" choose "Total Report" then click on " Print".

## Effect on Loads
Change in BPA's Power Deliveries under 15% Slice (aMWs)
1 | Heavy Load Hours (HLH) | Aug I | Aug II | Sep | Oct | Nov | Dec | Jan | Feb | Mar | Apr I | Apr II | May | Jun | Jul
2 | Non-Slice Load | 920.3032 | 920.3032 | 1155.6504 | 1018.6688 | 1160.702 | 1487.2963 | 1574.4143 | 1656.4185 | 1386.0547 | 1377.3257 | 1377.3257 | 838.2848 | 745.1754 | 728.2583
3 | '1931 Water' Slice Load | 1363.209 | 1242.0112 | 1052.6549 | 1178.7231 | 1220.2731 | 1465.8404 | 964.4638 | 948.5768 | 1010.9193 | 1443.8752 | 1203.5206 | 1656.4871 | 1289.5463 | 1460.067
4 | '1934 Water' Slice Load | 1738.6396 | 1755.7545 | 1312.1754 | 1577.7533 | 1580.7291 | 2298.9214 | 2546.6706 | 2254.3151 | 1954.2093 | 2215.4232 | 2135.2363 | 1944.6444 | 1476.7843 | 1207.9056
5 | 50 Yr Ave Slice Load | 1568.2544 | 1343.7944 | 1234.6761 | 1389.6908 | 1200.7623 | 1550.3263 | 1908.0212 | 1846.2138 | 1588.1088 | 1726.8673 | 1716.0169 | 1881.3208 | 1914.1284 | 1679.7934
6 | Slice (1931) - Non-Slice Load | 442.9058 | 321.708 | -102.9955 | 160.0543 | 59.5711 | -21.456 | -609.9504 | -707.8417 | -375.1354 | 66.5495 | -173.8051 | 818.2023 | 544.3709 | 731.8087
7 | Slice (1934) - Non-Slice Load | 818.3364 | 835.4513 | 156.525 | 559.0845 | 420.0271 | 811.6251 | 972.2564 | 597.8965 | 568.1546 | 838.0976 | 757.9106 | 1106.3596 | 731.6089 | 479.6474
8 | Slice (50 Yr Ave) - Non-Slice Load | 647.9512 | 423.4912 | 79.0257 | 371.022 | 40.0603 | 63.0299 | 333.6069 | 189.7953 | 202.0541 | 349.5417 | 338.6912 | 1043.036 | 1168.953 | 951.5351
9
10 | Light Load Hours (LLH)
11 | Load Forecast | 641.5972 | 641.5972 | 881.7799 | 783.8836 | 916.0222 | 1062.8097 | 1432.629 | 1402.6847 | 1161.0153 | 987.3603 | 987.3603 | 729.6289 | 558.1659 | 524.9234
12 | '1931 Water' Slice Load | 954.1911 | 941.3979 | 740.9562 | 797.8571 | 843.5091 | 898.3367 | 763.6317 | 754.5308 | 796.1653 | 1081.5173 | 843.3313 | 1103.9165 | 884.5268 | 988.0958
13 | '1934 Water' Slice Load | 1236.5646 | 1334.8474 | 898.0381 | 1018.6368 | 1046.6509 | 1481.7835 | 2364.5028 | 1804.6466 | 1418.2965 | 2164.7109 | 1977.6699 | 1923.2235 | 1043.1328 | 888.8674
14 | Slice 50 Yr Ave | 1108.7583 | 985.7038 | 833.5372 | 919.9126 | 851.2709 | 992.141 | 1401.2518 | 1330.5322 | 1100.3426 | 1372.22 | 1308.6774 | 1503.3158 | 1434.6111 | 1254.0406
15 | Slice (1931) - Non-Slice Load | 312.5938 | 299.8006 | -140.8236 | 13.9734 | -72.513 | -164.473 | -668.9973 | -648.1538 | -364.85 | 94.157 | -144.029 | 374.2876 | 326.361 | 463.1724
16 | Slice (1934) - Non-Slice Load | 594.9674 | 693.2502 | 16.2583 | 234.7532 | 130.6287 | 418.9738 | 931.8738 | 401.9619 | 257.2812 | 1177.3505 | 990.3095 | 1193.5946 | 484.967 | 363.944
17 | Slice (50 Yr Ave) - Load | 467.1611 | 344.1066 | -48.2426 | 136.029 | -64.7513 | -70.6687 | -31.3772 | -72.1525 | -60.6727 | 384.8597 | 321.317 | 773.6869 | 876.4452 | 729.1172
18
19 | Look-up Index | 2 | 3 | 4 | 5 | 6 | 7 | 8 | 9 | 10 | 11 | 12 | 13 | 14 | 15
20
21 | Identify Water Year
22 | with Max Benefit | 2: 1931
23 | with Max Cost | 2: 1934
24
25
26
27 | Database Criteria
28 |  | 3: Total; 5: Identify years with max and min impacts
29 | Max Value | 3: 93.9193; 7: Year; 8: Benefit (Cost)
30 |  | 3: Total; 6: Max; 7: 1931; 8: 93.9193
31 | Min Value | 3: -57.821; 6: Min; 7: 1934; 8: -57.821

## Cost Shift Breakdown
Cost Shift Breakdown for 15% Slice ($Million)
All results are expressed on an annual average basis
1 | Rate Case Results
2 | Secondary Revenues | 515.6
3 | Balancing Purchases | -75.4
4 | Net (#2 + #3) | 440.2
5 | Cost Shift Results
6 | Slice % | 15%
7 | Linear Effect (#4 x #6) | -66
8 | Variable Impact | -72.668
9 | non-Linear cost shift (#8 - #7) | -6.668 | -6.668
10
11 | Linear Effect (#4 x #6) | 66
12 | Fixed Impact | 78.4
13 | Revenue cost shift (#12 - #11) | 12.4 | 12.4
14 | 50 Yr Ave Cost Shift (#9 + #13) |  | 5.732

## Sensitivity to %
Sensitivity Analysis
Change in BPA's annual Net Revenues expressed in
Slice % | % Slice Revenues | $ millions
1% | 2.087% | 0.38213
2% | 2.087% | 0.76427
3% | 2.087% | 1.1464
4% | 2.087% | 1.5285
5% | 2.087% | 1.9107
6% | 2.087% | 2.2928
7% | 2.087% | 2.6749
8% | 2.087% | 3.0571
9% | 2.087% | 3.4392
10% | 2.087% | 3.8213
11% | 2.087% | 4.2035
12% | 2.087% | 4.5856
13% | 2.087% | 4.9677
14% | 2.087% | 5.3499
15% | 2.087% | 5.732
16% | 2.087% | 6.1141
17% | 2.087% | 6.4963
18% | 2.087% | 6.8784
19% | 2.087% | 7.2605
20% | 2.087% | 7.6427
21% | 2.087% | 8.0248
22% | 2.087% | 8.4069
23% | 2.087% | 8.7891
24% | 2.087% | 9.1712
25% | 2.087% | 9.5533
26% | 2.087% | 9.9355
27% | 2.087% | 10.3176
28% | 2.087% | 10.6997
29% | 2.087% | 11.0819
30% | 2.087% | 11.464
31% | 2.087% | 11.8461
32% | 2.087% | 12.2283
33% | 2.087% | 12.6104
34% | 2.087% | 12.9925
35% | 2.087% | 13.3747
36% | 2.087% | 13.7568
37% | 2.087% | 14.1389
38% | 2.087% | 14.5211
39% | 2.087% | 14.9032
40% | 2.087% | 15.2853
41% | 2.087% | 15.6675
42% | 2.087% | 16.0496
43% | 2.087% | 16.4317
44% | 2.087% | 16.8139
45% | 2.087% | 17.196
46% | 2.087% | 17.5781
47% | 2.087% | 17.9603
48% | 2.087% | 18.3424
49% | 2.087% | 18.7245
50% | 2.087% | 19.1067
51% | 2.087% | 19.4888
52% | 2.087% | 19.8709
53% | 2.087% | 20.2531
54% | 2.087% | 20.6352
55% | 2.087% | 21.0173
56% | 2.087% | 21.3995
57% | 2.087% | 21.7816
58% | 2.087% | 22.1637
59% | 2.087% | 22.5459
60% | 2.087% | 22.928
61% | 2.087% | 23.3101
62% | 2.087% | 23.6923
63% | 2.087% | 24.0744
64% | 2.087% | 24.4565
65% | 2.087% | 24.8387
66% | 2.087% | 25.2208
67% | 2.087% | 25.6029
68% | 2.087% | 25.9851
69% | 2.087% | 26.3672
70% | 2.087% | 26.7493
71% | 2.087% | 27.1315
72% | 2.087% | 27.5136
73% | 2.087% | 27.8957
74% | 2.087% | 28.2779
75% | 2.087% | 28.66
76% | 2.087% | 29.0421
77% | 2.087% | 29.4243
78% | 2.087% | 29.8064
79% | 2.087% | 30.1885
80% | 2.087% | 30.5707
81% | 2.087% | 30.9528
82% | 2.087% | 31.3349
83% | 2.087% | 31.7171
84% | 2.087% | 32.0992
85% | 2.087% | 32.4813
86% | 2.087% | 32.8635
87% | 2.087% | 33.2456
88% | 2.087% | 33.6277
89% | 2.087% | 34.0099
90% | 2.087% | 34.392
91% | 2.087% | 34.7741
92% | 2.087% | 35.1563
93% | 2.087% | 35.5384
94% | 2.087% | 35.9205
95% | 2.087% | 36.3027
96% | 2.087% | 36.6848
97% | 2.087% | 37.0669
98% | 2.087% | 37.4491
99% | 2.087% | 37.8312
100% | 2.087% | 38.2133

## Results
Assumptions for the Slice Evaluation | [8 empty] | Load Scenario Numbers
Version Number: | 2.1 | Annual financial impact ($78 million fixed + variable impact based on water year) | [6 empty] | 1 | Case 1
Last Updated: | 2000-04-24 | Slice operation mimics Federal operations (operation is already optimized to maximize economic benefit) | [6 empty] | 2 | Case 2
Updated By: | Philip Mesa (503) 230-7390 | Non-Slice case load shaped to BPA's Aggregate PF load, Slice percentage is 15% | [6 empty] | 3 | Case 3
% Slice Sold: | 15% | [7 empty] | 4 | Case 4
[9 empty] | 5 | Case 5
[9 empty] | 6 | Case 6
Slice Results over 50 Water Conditions
|  |  | (This uses BPA rate case market price forecasts) |  |  | 50 Yr Average | Max Value | Min Value
|  |  | 1 Non-Slice case Load (ave MWs) |  |  | 1061.1567 | 1061.1567 | 1061.1567
|  |  | 2 Annual Slice Delivery |  |  | 1421.7084 | 1787.3377 | 1061.1567
|  |  | 3 Maximum Slice Demand |  |  | 1914.1284 | 2652.6574 | 852.2523
|  |  | 4 Maximum Non-Slice Demand |  |  | 1656.4185 | 1656.4185 | 1656.4185
Change in Net Revenues in $M
|  |  | 5 |  | Fixed | 78.4 | 78.4 | 78.4
|  |  | 6 |  | Variable | -72.668 | 15.5193 | -136.221
|  |  | 7 |  | Total | 5.732 | 93.9193 | -57.821
|  |  | 8 Percent of total Slice revenues |  |  | 2.087% | 36.76% | -22.63%
Key Assumptions
|  |  | Loads & Operation: | Non-Slice case load shaped to BPA's Aggregate PF load, Slice percentage is 15%
|  |  | Impacts Included: | Annual financial impact ($78 million fixed + variable impact based on water year)
|  |  | Crit. Inventory: | 7074 aMWs
|  |  | Updated: | 04/24/2000 by Philip Mesa (503) 230-7390
Note on B3: Mesa, Philip A.: 1/10/2000 - Corrected error in calculation of annual total MW-Hrs of HLH Tot Gen. 2/14/2000 - Corrected error by subtracting out system obligations. Added logic to subtract out losses from generation. Updated inputs for Rate Case changes. 2/15/2000 - Updated inputs from Rate Case (Net Cost of Inventory Solution) 2/25/2000 - Updated inputs from Rate Case (PF rates, revenue numbers) 4/10/2000 - Updated inputs from Rate Case (PF rates, revenue numbers) 4/24/2000 - Updated inputs from Rate Case (Generation - system obligations)

## Fixed Revenues
Direct Annual Revenue Impacts (revenues from Slice minus decreased Subscription sales)
1 | Assumptions:
2 | Load Variance Charge /1 | 44789000
3
4 | Total Operating Expense /2 | 1814274600
5 | Revenue Credits /3 | 229449800
6 | Net Cost of Inventory Solution /4 | 118491400
7 | BPA Revenue Requirement (Slice) /5 | 1703316200
8
9 | Decreased Subscription Sale
10 | Effective Demand Charge | 2.0075 | per KW-Mo
11 | Effective PF Rate (Energy) | 17.3628 | mills
12 | Total Annual PF Load | 9295732.7147 | MW-Hrs
13 | Annual Demand | 14048552.4251 | KW-Mo
14 | PF Revenue - HLH | 114538453.6159
15 | PF Revenue - LLH | 46861503.1795
16 | Demand Revenue | 28203080.2203
17 | Share of Load Variance charge /1 | 6718350
18 | Total Subscription Revenues Lost | 196321387.0157
19
20 | Increased Revenues from Slice
21 | Slice Percentage |  | 15%
22 | Revenue received from Slice /6 |  | 255497430
23 | Additional Net Revenue Adjustment /7 |  | 19200000
24 | Subtotal |  | 274697430
25
26 | Net Gain (Loss) of Fixed Revenues /8 |  | 78376042.9843
27 | NOTES (line numbers refer to Slice Product Costing Table)
28 | /1 Load variance charge from rate case - included as % Slice chosen in model
29 | /2 Total PBL Revenue Requirement (line 96)
30 | /3 Revenue Credits (line 111)
31 | /4 Net Cost of Inventory Solution (line 122)
32 | /5 Total Operating Expense less Revenue Credits plus Net Cost of Inventory Solution
33 | /6 PBL Slice Revenue Requirement times the Slice percentage chosen in the model
34 | /7 Additional Net Revenue Adjustment is assumed equivalent to planned net revenues for risk
35 | /8 Revenue received from Slice plus Projected True-up less Total Subscription Revenues Lost
36
37
38 | Calculation of credit for PNRR & CRAC
39 | Annual PNRR with no CRAC | 128000000
40 | PNRR Used | 100%
41 | PNRR Credited | 128000000
Note on C3: Mesa, Philip A.: Data comes from "SUBSCRIPTION REVENUE CHECK" and is the 5 year average Load Variance revenues
Note on C5: Mesa, Philip A.: Data comes from "SLICE COSTS" and is the 5 year average total PBL Revenue Requirement.
Note on C6: Mesa, Philip A.: Data comes from "SLICE COSTS" and is the 5 year average total Revenue Credits.
Note on C7: Mesa, Philip A.: Data comes from "SLICE COSTS" and is the 5 year average Net Cost of Inventory Solution.

## TDA Historical Volumes
TDA Historical Volumes (MAF)
Water Year | Sep | Oct | Nov | Dec | Jan | Feb | Mar | Sep-Mar
1929 | 5.26 | 4.984 | 4.388 | 3.867 | 3.463 | 3.089 | 5.283 | 30.334
1930 | 4.616 | 3.719 | 2.982 | 3.779 | 2.523 | 5.015 | 4.701 | 27.335
1931 | 5.212 | 4.175 | 3.41 | 3.156 | 3.311 | 3.297 | 5.079 | 27.64
1932 | 5.125 | 4.015 | 3.827 | 3.523 | 3.625 | 3.627 | 10.099 | 33.841
1933 | 5.587 | 4.733 | 5.943 | 5.59 | 5.222 | 3.569 | 5.79 | 36.434
1934 | 6.693 | 6.878 | 8.561 | 12.854 | 12.072 | 7.825 | 10.521 | 65.404
1935 | 5.051 | 4.569 | 6.36 | 5.221 | 5.235 | 5.555 | 5.966 | 37.957
1936 | 5.648 | 4.234 | 3.542 | 3.296 | 3.791 | 2.855 | 5.701 | 29.067
1937 | 5.035 | 3.843 | 3.073 | 3.179 | 2.408 | 2.841 | 4.294 | 24.673
1938 | 5.251 | 4.715 | 5.273 | 5.712 | 5.677 | 4.608 | 8.441 | 39.677
1939 | 5.821 | 5.09 | 4.232 | 4.138 | 4.283 | 3.287 | 6.559 | 33.41
1940 | 5.105 | 4.754 | 4.508 | 4.908 | 3.987 | 4.899 | 8.842 | 37.003
1941 | 5.968 | 5.886 | 4.799 | 4.822 | 4.556 | 4.189 | 6.575 | 36.795
1942 | 6.942 | 7.596 | 6.724 | 9.427 | 5.618 | 5.382 | 5.604 | 47.293
1943 | 5.48 | 4.554 | 4.831 | 5.787 | 5.963 | 6.133 | 8.165 | 40.913
1944 | 5.372 | 4.849 | 4.267 | 4.345 | 3.561 | 3.429 | 4.094 | 29.917
1945 | 5.253 | 4.761 | 4.289 | 3.495 | 4.551 | 4.784 | 5.25 | 32.383
1946 | 5.048 | 4.377 | 5.004 | 5.45 | 6.183 | 4.401 | 8.361 | 38.824
1947 | 6.153 | 5.377 | 5.384 | 8.948 | 5.73 | 6.621 | 8.187 | 46.4
1948 | 5.872 | 8.196 | 7.334 | 6.452 | 6.819 | 5.559 | 6.121 | 46.353
1949 | 6.616 | 5.736 | 5.006 | 4.198 | 3.674 | 5.542 | 9.498 | 40.27
1950 | 5.109 | 4.605 | 5.513 | 5.756 | 4.789 | 6.324 | 10.118 | 42.214
1951 | 6.295 | 6.714 | 8.228 | 9.28 | 8.264 | 10.531 | 8.693 | 58.005
1952 | 6.277 | 7.569 | 6.043 | 6.383 | 5.422 | 6.159 | 6.889 | 44.742
1953 | 5.046 | 4.197 | 3.532 | 3.765 | 7.166 | 7.09 | 6.169 | 36.965
1954 | 5.777 | 5.529 | 5.324 | 5.609 | 5.299 | 6.441 | 6.847 | 40.826
1955 | 8.348 | 5.88 | 6.649 | 5.371 | 4.493 | 4.011 | 4.107 | 38.859
1956 | 5.784 | 6.359 | 7.297 | 9.484 | 8.716 | 5.567 | 9.644 | 52.851
1957 | 6.135 | 5.871 | 5.223 | 6.469 | 4.228 | 5.302 | 8.94 | 42.168
1958 | 5.122 | 5.041 | 4.41 | 5.055 | 5.012 | 7.853 | 7.425 | 39.918
1959 | 5.333 | 5.75 | 6.442 | 7.636 | 8.571 | 5.986 | 7.119 | 46.837
1960 | 8.96 | 10.193 | 8.973 | 7.754 | 5.023 | 5.715 | 8.44 | 55.058
1961 | 5.758 | 5.238 | 5.364 | 4.328 | 4.387 | 8.671 | 8.659 | 42.405
1962 | 4.791 | 5.33 | 4.215 | 4.303 | 4.41 | 5.537 | 5.799 | 34.385
1963 | 5.317 | 6.271 | 6.503 | 7.389 | 5.168 | 8.911 | 7.026 | 46.585
1964 | 6.062 | 4.726 | 4.666 | 4.339 | 4.173 | 3.746 | 4.842 | 32.554
1965 | 6.415 | 6.704 | 5.598 | 10.211 | 9.271 | 9.432 | 8.738 | 56.369
1966 | 6.346 | 5.862 | 5.764 | 5.186 | 5.053 | 4.063 | 6.585 | 38.859
1967 | 5.244 | 4.53 | 4.617 | 5.764 | 6.115 | 5.693 | 6.155 | 38.118
1968 | 5.745 | 5.637 | 5.714 | 5.459 | 5.659 | 8.068 | 8.777 | 45.059
1969 | 7.594 | 6.811 | 7.029 | 6.212 | 7.842 | 5.887 | 7.931 | 49.306
1970 | 5.295 | 5.669 | 4.66 | 4.381 | 7.168 | 6.607 | 6.7 | 40.48
1971 | 4.992 | 4.773 | 4.838 | 5.376 | 8.647 | 9.872 | 8.655 | 47.153
1972 | 5.874 | 5.368 | 5.312 | 5.115 | 6.5 | 7.532 | 19.487 | 55.188
1973 | 5.902 | 5.56 | 4.966 | 5.623 | 5.996 | 4.136 | 6.033 | 38.216
1974 | 4.455 | 4.874 | 7.216 | 9.081 | 13.694 | 8.573 | 10.558 | 58.451
1975 | 5.81 | 4.427 | 4.621 | 4.722 | 5.287 | 4.934 | 7.131 | 36.932
1976 | 6.048 | 6.237 | 7.481 | 11.518 | 8.274 | 6.332 | 7.54 | 53.43
1977 | 8.675 | 5.005 | 4.489 | 4.11 | 3.719 | 3.397 | 3.636 | 33.031
1978 | 4.676 | 3.821 | 4.302 | 8.51 | 5.558 | 5.404 | 9.109 | 41.38

## Change in Rev
Change in BPA's Net Revenues from HLH & LLH Slice power deliveries
Water Year | Aug I | Aug II | Sep | Oct | Nov | Dec | Jan | Feb | Mar | Apr I | Apr II | May | Jun | Jul | Total
1929 | -11.2932 | -5.0462 | 1.3012 | -4.551 | 3.4736 | 4.2428 | 23.3411 | 12.4129 | 9.2879 | 3.0755 | 0.55725 | -7.4811 | -15.701 | -18.8836 | 73.1121
1930 | -5.9808 | -5.2131 | 1.1868 | -2.9033 | 0.10668 | 3.4895 | 23.5413 | 13.9802 | 10.425 | 1.1069 | -3.985 | -5.5513 | -11.0273 | -20.439 | 77.1123
1931 | -7.991 | -6.658 | 3.4309 | -2.4843 | -0.29227 | 2.4652 | 32.121 | 32.7653 | 10.5274 | -0.76884 | 1.7332 | -13.9124 | -13.1103 | -22.2827 | 93.9193
1932 | -6.9342 | -4.1348 | 3.9772 | -2.8402 | 0.13773 | 6.5916 | 33.057 | 13.6225 | -3.479 | -3.785 | -3.1457 | -13.7331 | -15.6996 | -22.1174 | 59.893
1933 | -8.0974 | -7.4128 | -0.25514 | -4.8929 | 0.67512 | 2.7286 | -9.7276 | -0.40628 | 4.6823 | -3.1362 | 0.095755 | -14.1664 | -8.2198 | -22.2624 | 7.9809
1934 | -9.7981 | -11.1106 | -2.7268 | -7.5178 | -7.2291 | -13.1719 | -13.6544 | -8.0325 | -7.8747 | -4.1524 | -3.8517 | -13.5935 | -15.758 | -17.7256 | -57.821
1935 | -3.619 | -1.9826 | 2.9709 | -1.788 | 2.418 | 5.1595 | -8.2342 | 2.864 | -0.62046 | -3.7089 | -1.1647 | -12.8654 | -16.2342 | -22.4503 | 19.1208
1936 | -10.0919 | -2.3226 | 2.4396 | -3.8367 | 1.9209 | 3.9875 | 15.1752 | 10.5208 | 6.2224 | 1.2508 | -5.5912 | -10.9796 | -15.6939 | -22.5991 | 48.7782
1937 | -7.1287 | -5.1481 | 1.0418 | -2.9641 | 1.4567 | 4.2407 | 24.9542 | 16.2805 | 12.7485 | 3.5154 | 3.9348 | -12.0234 | -12.3142 | -19.2494 | 87.7206 | Critical
1938 | -7.7686 | -5.7523 | 0.045702 | -3.276 | -0.73118 | 0.89931 | -6.7861 | 6.4273 | -7.2596 | -2.9804 | -2.917 | -12.0051 | -14.2218 | -20.1944 | 1.8558
1939 | -6.8928 | -3.0156 | 1.732 | -4.952 | 3.0287 | 4.8786 | 19.7881 | 0.13891 | -1.7788 | -2.3326 | -2.7438 | -14.0281 | -10.114 | -23.7222 | 38.3625
1940 | -9.55 | -4.5656 | 1.1585 | -4.8203 | 1.0742 | 4.2669 | 11.1023 | 4.7747 | -6.9243 | -2.3779 | -2.6347 | -11.448 | -7.776 | -22.2919 | 28.3641
1941 | -7.5887 | -3.9614 | -0.59809 | -5.3991 | 1.6689 | 4.3334 | 13.5386 | 15.2928 | 3.2695 | 2.3774 | -0.51348 | -10.7773 | -17.6332 | -17.6791 | 54.7063
1942 | -6.677 | -4.7922 | 1.7855 | -5.0211 | -0.72899 | -8.164 | -6.9681 | 2.402 | 9.6561 | -0.76337 | -1.406 | -14.1609 | -16.5048 | -23.755 | 3.2782
1943 | -12.0689 | -7.5008 | -1.3513 | -4.5064 | 2.549 | 4.1982 | -7.4589 | -5.6629 | -7.3752 | -4.1808 | -3.8048 | -12.5464 | -12.0406 | -21.5741 | -14.9478
1944 | -10.625 | -7.9686 | 1.3108 | -4.9768 | 3.1469 | 4.0664 | 21.101 | 9.8612 | 12.79 | 3.0565 | 1.3359 | -9.6416 | -14.9235 | -17.0508 | 69.8586
1945 | -7.2922 | -4.1591 | 3.7607 | -3.2373 | -0.18262 | 7.0247 | 28.5588 | 22.9123 | 10.288 | 2.1274 | 0.22099 | -14.6355 | -16.5684 | -22.5166 | 84.6771
1946 | -8.2147 | -6.8806 | 0.45573 | -2.6459 | 2.0629 | -1.0223 | -9.2427 | 4.5159 | -4.8688 | -2.7544 | -3.921 | -11.8561 | -13.0375 | -22.633 | -1.6664
1947 | -11.0465 | -3.5624 | -1.3117 | -5.0227 | 1.1549 | -7.8053 | -11.5527 | -7.5308 | -4.0998 | -2.5921 | -2.6595 | -11.73 | -15.0031 | -22.3815 | -26.7672
1948 | -10.6128 | -4.9547 | -0.39458 | -10.2659 | -4.9616 | -1.5082 | -11.8558 | -4.7291 | -0.34728 | -1.2743 | -3.6686 | -8.4632 | -10.0494 | -23.9716 | -18.6809
1949 | -9.908 | -11.3642 | -3.3783 | -6.0764 | 2.2417 | 4.9762 | -2.4965 | 5.78 | -9.827 | -2.9394 | -3.94 | -11.5452 | -15.6773 | -14.9992 | -0.77759
1950 | -2.7383 | -0.7651 | 1.7402 | -3.2809 | 3.5381 | -0.21791 | -9.0849 | -4.5314 | -9.091 | -3.9885 | -3.1284 | -12.7381 | -8.766 | -22.3188 | 3.0051
1951 | -9.3372 | -8.7172 | -1.1708 | -7.7553 | -6.8094 | -10.0108 | -12.7951 | -8.996 | -8.1555 | -3.7113 | -3.5192 | -11.9919 | -15.8784 | -22.1663 | -52.6382
1952 | -10.7847 | -9.1384 | -1.0083 | -9.2664 | -0.91162 | -4.0433 | -10.9452 | -2.4846 | -2.8651 | -4.013 | -3.9753 | -8.7553 | -13.0282 | -20.8296 | -23.673
1953 | -11.0691 | -4.1074 | 1.5233 | -3.7534 | 2.6551 | 3.3866 | 9.3196 | -8.5711 | -6.193 | -0.27074 | -1.0151 | -13.5043 | -10.0453 | -22.4716 | 14.2595
1954 | -11.1029 | -8.8174 | -1.4682 | -6.0283 | 0.47152 | 2.2683 | -4.7632 | -9.5126 | -3.4218 | -2.9321 | -2.467 | -12.6956 | -11.7394 | -22.5315 | -16.3641
1955 | -10.8007 | -9.6428 | -10.2002 | -7.9497 | -2.7094 | 1.5124 | -1.4367 | 2.7064 | 10.7072 | -1.3219 | -1.5815 | -11.8763 | -8.0938 | -21.927 | 5.7621
1956 | -10.1671 | -10.1572 | -1.9318 | -6.9536 | -4.2264 | -10.1185 | -13.1546 | -7.5369 | -8.4115 | -3.3066 | -4.7489 | -8.5242 | -8.7787 | -22.5787 | -42.2187
1957 | -11.1505 | -8.8448 | -0.68389 | -6.2458 | 2.825 | 0.12666 | -0.30622 | -6.236 | -3.4932 | -4.3212 | -1.4465 | -8.4667 | -9.1913 | -21.0616 | -0.11991
1958 | -8.9194 | -5.0037 | 0.93087 | -4.3689 | 3.1936 | 4.3351 | -0.81476 | -8.1474 | -0.085907 | -1.2444 | -4.0203 | -7.5452 | -11.7988 | -20.501 | 14.3859
1959 | -8.5523 | -5.5826 | 0.9806 | -5.6741 | -1.8116 | -4.0417 | -13.158 | -7.9634 | -6.209 | -3.1859 | -0.95018 | -13.0874 | -11.4237 | -22.688 | -24.9713
1960 | -11.0873 | -8.4165 | -9.6027 | -11.4079 | -8.3732 | -5.6928 | -10.7534 | 1.3481 | -4.8172 | -4.9389 | -2.7367 | -13.3789 | -16.3334 | -22.7328 | -50.5475
1961 | -11.2002 | -3.8243 | -0.13369 | -5.8553 | -0.13744 | 7.0804 | -7.9413 | -8.3663 | -5.8005 | -3.206 | 0.20604 | -12.7036 | -11.8981 | -21.4023 | -6.8065
1962 | -10.2668 | -5.3909 | 1.9348 | -5.0605 | 3.7142 | 5.7698 | -8.1888 | 8.3519 | 3.2296 | -3.1449 | -3.3591 | -13.9514 | -15.7949 | -23.8088 | 12.4102
1963 | -11.2797 | -7.3932 | 1.1279 | -7.1907 | -2.5957 | -3.7837 | -9.659 | -1.7433 | 2.2646 | -1.9919 | -1.9323 | -13.2303 | -16.8224 | -23.4861 | -19.3399
1964 | -11.0579 | -7.1385 | -3.0312 | -4.7665 | 2.8276 | 6.2813 | 0.39496 | -6.8845 | 6.2249 | -2.9184 | -0.42362 | -13.4745 | -8.4538 | -23.2263 | 12.7295
1965 | -10.5026 | -9.7145 | -4.5254 | -7.9879 | -0.41508 | -10.9599 | -14.543 | -8.5796 | -8.6899 | -2.1189 | -4.7457 | -10.9828 | -9.6507 | -22.2093 | -47.2491
1966 | -10.8781 | -9.2965 | -1.3387 | -6.8577 | -0.69647 | 0.70031 | -6.8445 | -4.3259 | 2.4035 | -4.4245 | -1.3686 | -13.2779 | -14.0277 | -23.1144 | -14.9712
1967 | -11.9716 | -4.3512 | 0.79279 | -4.5837 | 3.0065 | 3.1871 | -10.1572 | -7.5844 | -4.0819 | -2.4375 | 2.0189 | -12.8697 | -9.5133 | -23.9961 | -4.1653
1968 | -11.0207 | -9.4471 | -2.1673 | -6.0931 | 0.32032 | 1.1326 | -8.7347 | -7.0124 | -5.4727 | 1.1519 | 0.42335 | -8.7463 | -16.3817 | -23.0026 | -16.6744
1969 | -11.2897 | -9.2488 | -6.7067 | -8.0416 | -4.7858 | -2.7183 | -13.4827 | -8.192 | -7.1913 | -3.3942 | -4.3031 | -8.1784 | -10.8119 | -23.3655 | -43.3339
1970 | -10.442 | -2.877 | 0.97644 | -6.1121 | 3.0583 | 5.596 | 1.4235 | -6.9727 | -1.623 | -0.1767 | -1.4053 | -13.3981 | -14.3127 | -20.8159 | 11.2947
1971 | -10.0201 | -4.9748 | 1.8862 | -4.1449 | 3.5054 | -0.83112 | -12.9389 | -9.6191 | -8.578 | -3.6734 | -3.1221 | -8.4362 | -8.224 | -22.5729 | -13.3679
1972 | -10.357 | -10.378 | -3.486 | -5.7556 | 0.3612 | 1.1644 | -12.3141 | -9.55 | -12.0683 | -4.3567 | -1.8838 | -9.1476 | -8.8867 | -22.9534 | -31.2356
1973 | -10.3998 | -10.4595 | -4.1971 | -6.2507 | 2.2094 | -2.0647 | 0.99644 | 4.8595 | 2.4614 | 2.7975 | 2.0897 | -8.4586 | -14.0699 | -22.7251 | 15.1644
1974 | -9.7261 | -2.8743 | 3.2182 | -3.71 | -0.3389 | -9.4445 | -14.1424 | -9.7541 | -10.0743 | -3.7234 | -4.1713 | -10.4536 | -9.5431 | -21.4164 | -27.7781
1975 | -10.064 | -9.6061 | -2.18 | -4.3081 | 3.1078 | 3.8765 | -6.3657 | -5.5096 | -8.5165 | -2.8306 | -1.5372 | -12.9427 | -9.0669 | -23.5582 | -11.125
1976 | -8.4947 | -7.3789 | -0.16831 | -7.3655 | -5.8094 | -12.144 | -13.2846 | -8.1986 | -5.1091 | -4.2028 | -2.839 | -10.0527 | -16.3359 | -22.9643 | -45.9718
1977 | -11.0048 | -9.8501 | -12.4763 | -5.8538 | 3.1874 | 3.8207 | 17.0827 | 7.5923 | 15.4352 | 3.555 | 0.62589 | -8.9575 | -13.7545 | -17.6141 | 50.1642
1978 | -7.0176 | -4.5795 | 5.6628 | -2.3094 | 0.36845 | 2.2463 | -4.3423 | 6.2381 | -7.356 | -3.5689 | -2.2003 | -12.6907 | -15.1827 | -21.7472 | 11.8972

## HLH-LLH Loads
|  |  |  | Aug I | Aug II | Sep | Oct | Nov | Dec | Jan | Feb | Mar | Apr I | Apr II | May | Jun | Jul | Total
|  |  | Starting Date | 2000-08-01 | 2000-08-16 | 2000-09-01 | 2000-10-01 | 2000-11-01 | 2000-12-01 | 2001-01-01 | 2001-02-01 | 2001-03-01 | 2001-04-01 | 2001-04-16 | 2001-05-01 | 2001-06-01 | 2001-07-01
|  |  | Total Hours | 360 | 384 | 720 | 744 | 720 | 744 | 744 | 672 | 744 | 360 | 360 | 744 | 720 | 744 | 8760
|  |  | HLH | 208 | 224 | 416 | 416 | 416 | 416 | 432 | 384 | 432 | 192 | 208 | 432 | 416 | 416 | 5008
|  |  | LLH | 152 | 160 | 304 | 328 | 304 | 328 | 312 | 288 | 312 | 168 | 152 | 312 | 304 | 328 | 3752
|  |  | Average load | 802.6274 | 804.1757 | 1040.0162 | 915.1613 | 1057.3928 | 1300.1571 | 1514.9559 | 1547.6754 | 1291.6834 | 1195.3419 | 1212.6737 | 792.7194 | 666.2158 | 638.616 | 9295732.7147
|  |  | Average HLH Load | 920.3032 | 920.3032 | 1155.6504 | 1018.6688 | 1160.702 | 1487.2963 | 1574.4143 | 1656.4185 | 1386.0547 | 1377.3257 | 1377.3257 | 838.2848 | 745.1754 | 728.2583 | 5844660.1167
|  |  | Average LLH Load | 641.5972 | 641.5972 | 881.7799 | 783.8836 | 916.0222 | 1062.8097 | 1432.629 | 1402.6847 | 1161.0153 | 987.3603 | 987.3603 | 729.6289 | 558.1659 | 524.9234 | 3451072.598
|  |  |  | AUG | SEP | OCT | NOV | DEC | JAN | FEB | MAR | APR | MAY | JUN | JUL
|  |  | Maximum Demand | 920.3032 | 1155.6504 | 1018.6688 | 1160.702 | 1487.2963 | 1574.4143 | 1656.4185 | 1386.0547 | 1377.3257 | 838.2848 | 745.1754 | 728.2583
Scenario: | Non-Slice case load shaped to BPA's Aggregate PF load, Slice percentage is 15%
|  |  | Pre Slice Load | Aug I | Aug II | Sep | Oct | Nov | Dec | Jan | Feb | Mar | Apr I | Apr II | May | Jun | Jul | Total (MW-Hr)
Determination of total pre-Slice load |  |  | HLH | 920.3032 | 920.3032 | 1155.6504 | 1018.6688 | 1160.702 | 1487.2963 | 1574.4143 | 1656.4185 | 1386.0547 | 1377.3257 | 1377.3257 | 838.2848 | 745.1754 | 728.2583 | 5844660.1167
Start with Slice System Total Inventory |  |  | LLH | 641.5972 | 641.5972 | 881.7799 | 783.8836 | 916.0222 | 1062.8097 | 1432.629 | 1402.6847 | 1161.0153 | 987.3603 | 987.3603 | 729.6289 | 558.1659 | 524.9234 | 3451072.598
annual average | 7074.378 | MWs | Average | 802.6274 | 804.1757 | 1040.0162 | 915.1613 | 1057.3928 | 1300.1571 | 1514.9559 | 1547.6754 | 1291.6834 | 1195.3419 | 1212.6737 | 792.7194 | 666.2158 | 638.616 | 9295732.7147
total for the year | 61971551.4314 | MW-Hr
Then multiply by the
Assumed % of Slice System Inventory | 15% |  |  | Oct | Nov | Dec | Jan | Feb | Mar | Apr | May | Jun | Jul | Aug | Sep | Total
To get the |  |  | HLH | 416 | 416 | 416 | 432 | 384 | 432 | 400 | 432 | 416 | 416 | 432 | 416 | 8760 | (HLH + LLH)
Annual Net Requirement Load Served | 9295732.7147 | MW-Hr | LLH | 328 | 304 | 328 | 312 | 288 | 312 | 320 | 312 | 304 | 328 | 312 | 304
|  |  | HLH Shape | 4.559% | 5.194% | 6.656% | 7.317% | 6.843% | 6.441% | 5.927% | 3.896% | 3.335% | 3.259% | 4.277% | 5.172%
|  |  | LLH Shape | 2.766% | 2.996% | 3.75% | 4.808% | 4.346% | 3.897% | 3.399% | 2.449% | 1.825% | 1.852% | 2.153% | 2.884%
|  |  | Shaped HLH load | 1018.6688 | 1160.702 | 1487.2963 | 1574.4143 | 1656.4185 | 1386.0547 | 1377.3257 | 838.2848 | 745.1754 | 728.2583 | 920.3032 | 1155.6504 | 5844660.1167
|  |  | Shaped LLH load | 783.8836 | 916.0222 | 1062.8097 | 1432.629 | 1402.6847 | 1161.0153 | 987.3603 | 729.6289 | 558.1659 | 524.9234 | 641.5972 | 881.7799 | 3451072.598
9295732.7147
Total of BPA's Net Requirements Load from the Rate Case ('02)
|  |  |  | Oct | Nov | Dec | Jan | Feb | Mar | Apr | May | Jun | Jul | Aug | Sep | Total
|  |  | HLH | 8671 | 9880 | 12660 | 13917 | 13015 | 12252 | 11273 | 7410 | 6343 | 6199 | 8135 | 9837 | 119592
|  |  | LLH | 5261 | 5698 | 7133 | 9146 | 8266 | 7412 | 6465 | 4658 | 3472 | 3523 | 4096 | 5485 | 70615
190207
Note - The Slice evaluation considers the pre-Slice load of the Slice participants. This is the Net Requirement load that the Parties would otherwise place on BPA. For this model the amount of pre-Slice load (for the year) is estimated as a percentage of the Total Inventory available for Slice (the annual average firm energy load carrying capability calculated in the rate case for "PNCA-Identified" Federal System Resources, adjusted by system Obligations of the FCRPS).

## HLH Hyd Gen
HLH Hydro Generation averaged over the HLH
HLH | Aug I | Aug II | Sep | Oct | Nov | Dec | Jan | Feb | Mar | Apr I | Apr II | May | Jun | Jul | Total MW Hours
1929 | 11569.9181 | 8070.1604 | 7453.0169 | 8772.6298 | 6981.4442 | 9087.5581 | 7216.1901 | 8438.9295 | 6913.991 | 6540.3698 | 8739.9979 | 8034.3065 | 10592.9257 | 8916.8282
1930 | 8020.5739 | 7566.4657 | 7510.7196 | 7973.6194 | 7927.2025 | 9355.4359 | 7295.0884 | 7755.0403 | 6610.9625 | 8109.507 | 12193.5758 | 7366.3338 | 7749.3973 | 9358.4752
1931 | 8958.7422 | 8114.6437 | 6861.7677 | 7796.8108 | 8021.9903 | 9738.1973 | 6296.977 | 6212.6017 | 6573.3141 | 9524.5325 | 7849.806 | 10969.7019 | 8491.5878 | 9676.8763
1932 | 8313.6758 | 7210.9936 | 6741.6412 | 7938.6481 | 7910.9386 | 8616.3765 | 6412.2995 | 7982.6939 | 10727.2351 | 14063.8783 | 12748.843 | 13715.0171 | 13598.4715 | 11122.2311
1933 | 9431.5307 | 8667.8823 | 7896.7247 | 8875.1504 | 7650.5868 | 9436.0054 | 14500.8388 | 11643.5112 | 8103.8948 | 11552.2195 | 8826.5563 | 11643.2472 | 15700.2624 | 13136.6887
1934 | 11461.6127 | 11539.5992 | 8591.9043 | 10457.0118 | 10425.0303 | 15292.0711 | 16845.0223 | 14917.5231 | 12861.9142 | 14668.1859 | 14061.2438 | 12890.7507 | 9739.8412 | 7995.8005
1935 | 7080.05 | 6487.1128 | 7033.9493 | 7558.7322 | 7148.4573 | 8817.5656 | 13945.9384 | 10696.5333 | 9859.9104 | 12078.4455 | 10077.795 | 10678.363 | 12299.0871 | 11110.0463
1936 | 9845.5029 | 6679.4477 | 7175.873 | 8378.6917 | 7418.7862 | 9301.5638 | 7881.4682 | 8630.8208 | 7569.2494 | 7785.4862 | 13822.1002 | 14768.0406 | 10615.5377 | 10733.7452
1937 | 8566.8077 | 7607.2827 | 7523.5075 | 7996.5527 | 7543.0289 | 9191.2363 | 7208.8347 | 7582.538 | 6155.4605 | 6272.4982 | 6155.0348 | 9873.369 | 8354.23 | 8901.1615 | 39516902.0222
1938 | 8753.4529 | 7759.5958 | 7800.4742 | 8139.7178 | 8125.4644 | 9934.2659 | 13507.5207 | 9573.8047 | 12441.2185 | 12085.1008 | 12005.7238 | 13978.4172 | 13469.6277 | 9998.1739
1939 | 8165.3718 | 6752.8247 | 7345.4078 | 8879.6056 | 7094.8796 | 8883.7904 | 7319.5117 | 11327.6709 | 10217.5741 | 11464.7529 | 11641.9165 | 11701.1129 | 7566.233 | 11380.7626
1940 | 9580.5141 | 7410.0784 | 7500.9135 | 8835.1593 | 7658.6904 | 9078.9756 | 8611.0388 | 9917.1241 | 12435.1401 | 11454.298 | 11387.5493 | 9833.3801 | 6650.3267 | 9276.1728
1941 | 8622.6678 | 7175.8285 | 7968.3139 | 9044.0761 | 7470.1343 | 9103.2397 | 8311.0571 | 7908.7252 | 8630.8031 | 7287.677 | 9558.916 | 9264.2831 | 10145.7085 | 7941.6694
1942 | 8076.4047 | 7302.0736 | 7303.0373 | 8830.3028 | 8088.3727 | 12806.2828 | 13453.9828 | 10825.8298 | 6764.6387 | 9687.882 | 10171.9653 | 11560.2859 | 11721.527 | 12013.6503
1943 | 11822.7409 | 9299.2286 | 8166.4342 | 8657.9316 | 7161.0665 | 8985.5114 | 13730.8228 | 13674.1017 | 12549.8722 | 15577.1717 | 14826.6462 | 13701.5384 | 14026.3755 | 12546.8098
1944 | 11477.2634 | 9732.7199 | 7413.982 | 8931.1515 | 7060.9227 | 9035.8953 | 7306.6687 | 8838.2797 | 6145.1687 | 6569.4395 | 8171.852 | 8792.3433 | 9085.617 | 7839.9655
1945 | 8303.4206 | 7171.0339 | 6733.9733 | 8084.7889 | 7987.2007 | 8594.6308 | 6513.1773 | 6922.533 | 6629.2054 | 7411.5102 | 8978.213 | 12343.8771 | 11161.2488 | 10928.7343
1946 | 9117.4841 | 8197.9291 | 7678.3887 | 7886.9682 | 7290.5376 | 10512.1374 | 14781.5955 | 10116.6621 | 11349.7175 | 12336.4626 | 13259.001 | 14151.3257 | 13727.1484 | 11527.6465
1947 | 10853.9976 | 7297.2549 | 8167.1176 | 8920.7563 | 7470.3962 | 12638.2117 | 15598.1266 | 14867.0643 | 11047.4436 | 11841.6413 | 11616.9135 | 13934.7114 | 13228.5955 | 11079.5432
1948 | 10741.5825 | 7754.2803 | 7924.1192 | 12261.6048 | 9566.4246 | 10663.7125 | 15819.2631 | 13141.5536 | 9681.1754 | 10171.9394 | 12372.4208 | 16029.286 | 17126.0904 | 12594.0068
1949 | 11650.2335 | 11828.8737 | 8817.143 | 9425.5634 | 7249.3674 | 8894.8949 | 11928.8899 | 9700.2078 | 14464.477 | 12905.9907 | 13627.6517 | 14568.4973 | 12998.1633 | 7524.7362
1950 | 6828.3114 | 6082.4356 | 7331.1328 | 8164.7846 | 6846.5493 | 10313.7567 | 14553.7611 | 13113.5459 | 13759.0087 | 14543.192 | 12999.893 | 13485.398 | 15769.5116 | 12773.1098
1951 | 11062.7196 | 10250.2476 | 8152.2991 | 10534.1095 | 10238.5695 | 13797.5806 | 16433.3429 | 16205.0212 | 13056.6872 | 14213.811 | 13581.7794 | 14148.4821 | 12003.2206 | 12262.0587
1952 | 11639.9546 | 10504.7635 | 8106.3162 | 11484.5677 | 8204.3857 | 11437.0025 | 15213.8533 | 12458.7104 | 10590.8422 | 14556.0925 | 14321.6616 | 15254.7014 | 13792.1785 | 10378.4411
1953 | 10849.183 | 7419.4587 | 7380.0023 | 8334.6693 | 7182.8968 | 9364.589 | 8571.0327 | 15350.625 | 11888.968 | 9228.7223 | 9840.0281 | 12122.1393 | 14612.5568 | 12564.1134
1954 | 11712.5237 | 10320.1991 | 8233.3795 | 9408.7374 | 7730.441 | 9490.7396 | 12832.9275 | 15834.1506 | 10872.229 | 12001.8007 | 11393.6509 | 13664.8721 | 14402.7986 | 12909.7829
1955 | 12021.0667 | 11128.03 | 11858.2011 | 10397.7261 | 8775.8851 | 9812.8652 | 11758.7156 | 10805.0619 | 6636.0167 | 10156.2547 | 10410.075 | 10080.6085 | 15339.0832 | 13241.0871
1956 | 11462.9631 | 11024.3521 | 8380.2249 | 10094.063 | 9315.4247 | 13471.306 | 16684.1207 | 14932.8963 | 13183.6417 | 13734.0457 | 15198.9342 | 15692.9025 | 16243.9659 | 12542.8717
1957 | 11902.9521 | 10507.645 | 8008.7724 | 9585.799 | 7082.313 | 10096.1123 | 11434.681 | 13890.4303 | 10719.6659 | 14139.2222 | 10616.409 | 16204.7917 | 14830.2365 | 10106.1784
1958 | 9423.8044 | 7578.6529 | 7547.4442 | 8637.399 | 7029.482 | 9003.2476 | 11527.9751 | 15103.6433 | 9618.9623 | 10361.262 | 12808.6174 | 15588.5242 | 14100.3459 | 9511.817
1959 | 9266.0383 | 7775.7363 | 7522.8717 | 9253.1451 | 8459.1373 | 11409.4014 | 16456.0555 | 15066.9874 | 11924.6637 | 11956.8462 | 9783.2127 | 13264.6473 | 14378.8783 | 12625.8349
1960 | 11652.5868 | 10038.4686 | 11677.5021 | 13157.5666 | 10862.3418 | 11985.1594 | 14949.4191 | 11200.9335 | 11439.2852 | 15925.1561 | 12704.2856 | 11560.8143 | 12404.1948 | 11413.8276
1961 | 11139.2329 | 7448.0781 | 7839.5734 | 9342.027 | 7898.0316 | 8405.5317 | 13883.051 | 15165.8761 | 11818.6082 | 11653.278 | 8839.6227 | 13641.3581 | 14357.3098 | 10735.5774
1962 | 10492.2789 | 7889.1603 | 7283.7925 | 8980.0894 | 6862.1309 | 8687.3704 | 13985.0565 | 9046.8493 | 8596.3453 | 13082.1049 | 13160.1093 | 11960.6092 | 10500.6798 | 11878.5435
1963 | 11585.9053 | 9286.6343 | 7487.8699 | 9993.7016 | 8714.6107 | 11410.9423 | 14689.7444 | 12175.3555 | 8943.1564 | 11088.8303 | 10906.3393 | 11120.3237 | 12613.7968 | 11553.6391
1964 | 11339.8356 | 8967.3851 | 8711.7121 | 8834.2892 | 7078.7871 | 8569.2946 | 11217.564 | 13879.035 | 7646.2562 | 11573.8551 | 9401.4166 | 11627.5389 | 15403.4764 | 12953.1263
1965 | 11718.1137 | 10961.7036 | 9206.4401 | 10479.4762 | 8025.44 | 13967.0029 | 17464.9298 | 15488.1683 | 13223.5884 | 11771.0423 | 14303.764 | 14377.0977 | 14698.3117 | 11446.1365
1966 | 11640.8409 | 10653.9723 | 8182.3887 | 9805.9407 | 8110.5546 | 9984.7995 | 13649.664 | 13140.0831 | 8841.9333 | 13702.8859 | 10384.0922 | 10844.7985 | 9610.0453 | 11889.0227
1967 | 11448.0977 | 7660.1301 | 7604.2451 | 8757.2634 | 7068.5581 | 9237.1444 | 14897.6455 | 14882.1136 | 11018.9079 | 10736.1277 | 7305.5201 | 11303.2201 | 14843.9947 | 12634.818
1968 | 11343.6713 | 10629.646 | 8448.9745 | 9509.0895 | 7762.2132 | 9861.8355 | 14509.8914 | 14681.6838 | 11831.4807 | 8192.5728 | 8748.9128 | 8625.0078 | 12707.3301 | 11618.4347
1969 | 11619.4503 | 10716.0072 | 10207.4674 | 10646.3417 | 9529.7154 | 11073.6755 | 16740.959 | 15342.2523 | 12406.4418 | 13920.7044 | 14886.8905 | 15553.1516 | 14415.4809 | 11520.3781
1970 | 10050.7194 | 6919.9412 | 7533.9692 | 9478.928 | 7053.8077 | 8714.5483 | 10755.453 | 14363.6745 | 10190.3696 | 9160.5708 | 10133.3914 | 11835.6945 | 13325.7912 | 10260.4304
1971 | 10141.8334 | 7659.5781 | 7254.6612 | 8560.691 | 6837.8645 | 10372.6784 | 16960.2641 | 16374.0026 | 13382.2658 | 13768.0935 | 12755.1405 | 15449.2396 | 16006.9376 | 13058.3398
1972 | 11727.4375 | 11508.6275 | 8870.6689 | 9317.5823 | 7722.2837 | 9794.081 | 16578.2031 | 16437.5332 | 15935.6114 | 14984.7669 | 11544.1306 | 15206.1353 | 16264.3472 | 12840.5029
1973 | 11892.4277 | 11551.5529 | 9113.6946 | 9507.9364 | 7219.5084 | 10738.3247 | 10897.4083 | 10186.851 | 8872.9545 | 6870.4043 | 7621.9794 | 8443.23 | 8861.0427 | 9952.3207
1974 | 9499.5519 | 6854.8288 | 6901.1697 | 8283.404 | 7955.6971 | 13343.6941 | 17551.6008 | 16403.8262 | 14241.7531 | 14522.3007 | 14650.0176 | 14806.0269 | 16560.9327 | 13715.0102
1975 | 11599.8196 | 10960.6931 | 8469.7563 | 8618.886 | 7025.3972 | 9032.991 | 13467.722 | 13391.0109 | 13189.9472 | 11638.8454 | 10330.3954 | 12348.7482 | 14860.9281 | 13387.7109
1976 | 10132.0545 | 9126.0531 | 7877.5709 | 10236.7907 | 9903.2233 | 15145.18 | 16872.2273 | 15405.2448 | 11448.6681 | 14730.995 | 12618.7804 | 14862.6536 | 12596.7271 | 12431.9641
1977 | 12478.1138 | 11315.218 | 12681.4163 | 9364.0729 | 7039.5836 | 9180.68 | 7765.0704 | 9323.088 | 5515.5343 | 6257.671 | 8699.5734 | 8563.3356 | 8617.6181 | 7930.3252
1978 | 8200.5191 | 7295.4039 | 6280.191 | 7748.5559 | 7810.1562 | 9402.7356 | 12581.312 | 9520 | 12536.0449 | 12696.8813 | 11280.0491 | 11995.4166 | 10603.706 | 11346.8099

## LLH Hyd Gen
LLH Generation averaged over the LLH
LLH | Aug I | Aug II | Sep | Oct | Nov | Dec | Jan | Feb | Mar | Apr I | Apr II | May | Jun | Jul
1929 | 7040.9037 | 5363.321 | 4160.1324 | 4875.8575 | 4246.8583 | 4970.868 | 4365.5829 | 5195.4253 | 4469.4579 | 4861.9527 | 5094.0918 | 5262.8122 | 6589.5409 | 5639.5873
1930 | 4987.6882 | 4779.281 | 4150.8567 | 4396.54 | 4611.8429 | 5072.0452 | 4398.0615 | 4994.2774 | 4340.1926 | 5135.0321 | 7807.058 | 4771.3581 | 4645.2662 | 5669.0682
1931 | 5408.4986 | 5312.389 | 3959.4043 | 4362.0189 | 4669.8288 | 5036.344 | 4132.4989 | 4091.1974 | 4355.0502 | 6272.5801 | 4685.1185 | 6469.2754 | 4977.6387 | 5670.5004
1932 | 5158.5681 | 4450.9156 | 3847.5743 | 4383.8664 | 4614.5203 | 4765.8868 | 4078.7386 | 5091.4154 | 6325.525 | 10166.6357 | 10304.5614 | 9014.4119 | 8075.8959 | 6400.0058
1933 | 5480.1105 | 5685.7174 | 4369.8584 | 4974.7782 | 4582.7047 | 5069.6229 | 10217.3125 | 7210.3234 | 4761.9485 | 8724.8147 | 5909.3141 | 7466.8383 | 12143.369 | 11949.6621
1934 | 7290.9888 | 7935.3862 | 5006.6169 | 5833.8837 | 6024.1071 | 8925.9889 | 14804.9728 | 11091.9692 | 8502.5916 | 13493.8706 | 12247.3755 | 11931.3221 | 6035.0122 | 5008.9779
1935 | 4255.9982 | 3887.3028 | 3925.7951 | 4175.2544 | 4406.4586 | 4889.6436 | 9515.1893 | 6325.2875 | 5361.2942 | 9877.7277 | 6436.0295 | 6775.0255 | 7343.3704 | 6853.663
1936 | 5542.8397 | 4079.2922 | 3987.2399 | 4626.2374 | 4425.3495 | 4938.6115 | 4889.8529 | 5417.5714 | 4774.81 | 5069.5783 | 10158.9478 | 9319.4144 | 6628.4219 | 6064.3218 | Total MW Hours | HLH Total | Total (aMWs)
1937 | 5318.3947 | 4881.8124 | 4224.1141 | 4440.4967 | 4481.4283 | 4936.1047 | 4422.069 | 5002.2842 | 4334.8286 | 4824.8354 | 4517.6624 | 6372.3555 | 5207.4995 | 5554.1573 | 18374581.4092 | 39516902.0222 | 6608.6168
1938 | 5359.5309 | 5000.1018 | 4343.5128 | 4523.6781 | 4739.1832 | 5345.7097 | 8213.4232 | 5855.9264 | 7527.888 | 8105.4666 | 7486.1362 | 10937.8685 | 7872.9652 | 5917.4451
1939 | 5131.3008 | 4333.085 | 4102.6035 | 5015.8978 | 4315.9368 | 4950.5904 | 4389.5096 | 7403.7721 | 5653.7725 | 7039.9965 | 7319.2361 | 6893.6921 | 4592.1172 | 6659.6349
1940 | 5566.1326 | 4702.0969 | 4189.5784 | 4909.1548 | 4496.8744 | 4963.7058 | 5058.4536 | 6337.166 | 6919.9725 | 7050.5719 | 7504.4979 | 6190.3428 | 4178.0891 | 5653.4632
1941 | 5326.2432 | 4467.7862 | 4442.7484 | 5071.996 | 4481.9438 | 5001.0312 | 4994.4338 | 4906.6995 | 4770.7745 | 4689.1097 | 5386.5694 | 5980.1453 | 6314.8594 | 5100.808
1942 | 5084.5885 | 4650.5025 | 4153.0775 | 5072.0428 | 4836.6236 | 6812.6876 | 8087.1929 | 6468.56 | 4561.6137 | 6019.4593 | 6021.1508 | 6852.5277 | 7035.1065 | 7512.8728
1943 | 7577.1435 | 5886.226 | 4642.579 | 4864.7671 | 4404.333 | 5047.7328 | 8294.3801 | 8417.8823 | 7456.6804 | 12420.6452 | 10706.1611 | 10498.7016 | 8323.8754 | 7524.2639
1944 | 6917.7977 | 5975.2577 | 4238.5057 | 5000.4458 | 4301.5816 | 5067.7889 | 4458.295 | 5346.2899 | 4158.886 | 4937.8814 | 4875.3209 | 5593.6812 | 5590.2649 | 5101.4741
1945 | 5200.8988 | 4374.8471 | 3934.7874 | 4498.3208 | 4676.4911 | 4744.1165 | 4109.6122 | 4571.9573 | 4399.1827 | 4882.9235 | 5227.8367 | 7407.7252 | 6972.788 | 6252.3747
1946 | 5446.5114 | 5479.313 | 4302.3118 | 4428.0466 | 4476.7373 | 5597.4369 | 9205.7215 | 6146.4525 | 6743.2488 | 8023.5887 | 9488.7533 | 12134.6102 | 8297.946 | 6779.5397
1947 | 6298.8156 | 4508.2392 | 4660.9336 | 5172.6698 | 4594.5758 | 7040.0315 | 11248.9627 | 9557.5448 | 6378.2914 | 7508.6241 | 7776.8807 | 9288.5769 | 7738.9998 | 6367.6134
1948 | 6014.0634 | 5117.1649 | 4438.994 | 7040.2356 | 5498.2186 | 5691.3438 | 11250.1151 | 8146.9286 | 5604.6182 | 7160.9804 | 8949.2085 | 13932.2538 | 16658.6628 | 9943.4929
1949 | 7285.1656 | 7935.6685 | 5162.6003 | 5392.3278 | 4402.6316 | 4944.1126 | 7203.3692 | 5922.3912 | 9703.506 | 8626.1615 | 10610.2061 | 9133.4992 | 7684.2394 | 4872.4014
1950 | 4040.0733 | 3803.6459 | 4135.6342 | 4588.7392 | 4320.3807 | 5387.2966 | 9280.8239 | 8048.2615 | 8457.197 | 10656.5316 | 9776.2024 | 9395.912 | 14371.3794 | 9345.9618
1951 | 6227.489 | 6106.585 | 4632.3823 | 5939.448 | 6094.3542 | 7682.8747 | 12751.9435 | 10588.3982 | 8279.8981 | 11337.1226 | 11165.6799 | 12589.0626 | 7234.5346 | 8209.0295
1952 | 7278.542 | 6285.256 | 4591.714 | 6470.5366 | 4745.9793 | 6194.6113 | 10808.3235 | 7265.7245 | 5936.106 | 11216.3493 | 9984.5188 | 13228.4708 | 8057.8676 | 6130.0822
1953 | 6038.6555 | 4776.0235 | 4185.2029 | 4658.2864 | 4380.8012 | 5010.7557 | 5445.989 | 11252.022 | 7018.1634 | 5957.9513 | 6006.8145 | 7784.1273 | 8993.0501 | 7933.6404
1954 | 7464.4203 | 6136.6554 | 4660.6199 | 5339.0576 | 4604.4998 | 5225.31 | 7472.9393 | 12304.4944 | 6037.2272 | 8036.5151 | 7531.2414 | 10820.2759 | 13267.9237 | 9723.1024
1955 | 8831.3298 | 7650.838 | 6374.1939 | 5801.7534 | 5092.9084 | 5172.7529 | 6633.9091 | 6258.2554 | 4159.4808 | 6447.4502 | 6043.696 | 6383.0227 | 10130.6479 | 12511.5031
1956 | 7210.1446 | 7017.4216 | 4754.5189 | 5686.9496 | 5404.9174 | 7791.5935 | 13013.5989 | 9434.8586 | 8484.9647 | 10156.4489 | 12686.3433 | 15032.4399 | 13255.8014 | 8377.9094
1957 | 7699.19 | 6214.7182 | 4502.4407 | 5476.9747 | 4357.6881 | 5572.1508 | 6443.6444 | 9749.0606 | 6517.3148 | 11579.5255 | 7604.5036 | 13509.6029 | 9731.1058 | 5904.1047
1958 | 5488.4094 | 4892.6447 | 4236.9031 | 4867.5066 | 4326.4543 | 5025.9762 | 6652.2609 | 11250.0822 | 5469.9098 | 6392.4628 | 8370.2784 | 11106.878 | 8488.0004 | 5804.2673
1959 | 5487.104 | 5077.5393 | 4248.6563 | 5211.8346 | 4967.5741 | 6247.1708 | 12520.9916 | 9570.988 | 6925.9546 | 9014.3119 | 6808.1277 | 9145.9131 | 11450.2059 | 8159.9406
1960 | 7388.6862 | 6060.652 | 6269.0983 | 7832.6098 | 6413.6741 | 6392.3923 | 10887.8732 | 6525.0887 | 6338.8061 | 13239.6745 | 9219.3177 | 7005.7557 | 7399.2241 | 6893.9058
1961 | 6808.1473 | 4782.7811 | 4407.7494 | 5195.3882 | 4727.7571 | 4702.2987 | 8773.7647 | 10989.8398 | 6743.3521 | 8286.7763 | 5510.3407 | 10674.9477 | 13211.6058 | 6103.5497
1962 | 5730.1479 | 5137.2471 | 4102.7978 | 5033.7043 | 4335.588 | 4868.903 | 8636.076 | 5649.5338 | 4822.0628 | 10210.2976 | 9774.939 | 7320.0048 | 6776.1999 | 7209.6458
1963 | 7050.9525 | 5812.7452 | 4223.9767 | 5666.4415 | 5112.994 | 6028.3618 | 9153.162 | 7165.8622 | 4896.6254 | 6542.2707 | 6299.3373 | 6845.0754 | 7379.3804 | 7034.1645
1964 | 6627.7186 | 5790.0647 | 5012.4803 | 4962.9169 | 4363.0391 | 4756.729 | 6294.0828 | 9786.978 | 4657.4879 | 7940.3794 | 5823.2655 | 7315.0927 | 12276.1114 | 10666.0344
1965 | 7404.3267 | 6727.973 | 5367.2088 | 5862.0544 | 4697.8733 | 8156.319 | 13759.8407 | 10739.4423 | 8296.0407 | 7322.9138 | 10865.7424 | 10961.3066 | 9285.4506 | 6771.5186
1966 | 7577.9752 | 6325.3025 | 4690.6429 | 5550.3348 | 4752.077 | 5388.2275 | 7855.6867 | 7537.2147 | 4966.6177 | 9844.0577 | 6904.504 | 6415.4323 | 5946.7405 | 7479.0168
1967 | 7130.9937 | 4963.7532 | 4214.5105 | 4863.3569 | 4324.6722 | 5117.1572 | 10771.5698 | 9374.4938 | 6226.321 | 8048.0234 | 4771.816 | 7721.1751 | 11419.4413 | 10570.1203
1968 | 8075.5328 | 6323.7305 | 4818.5014 | 5406.5267 | 4649.8485 | 5316.8421 | 8948.6316 | 9396.7313 | 6536.9307 | 5112.2775 | 5309.0152 | 5560.0727 | 7643.3483 | 7160.478
1969 | 8428.1663 | 6314.5662 | 5632.8541 | 5995.1942 | 5442.5354 | 5832.0497 | 12458.4807 | 9329.9568 | 7323.6196 | 9909.0645 | 10417.8638 | 13902.451 | 9377.4831 | 6938.8457
1970 | 5617.4321 | 4125.1831 | 4229.0606 | 5293.6453 | 4321.9753 | 4862.3731 | 6500.5343 | 9774.0851 | 5565.6831 | 5900.9127 | 6262.6139 | 7136.5993 | 8188.768 | 5991.0964
1971 | 5696.3771 | 4947.7576 | 4185.2363 | 4780.1264 | 4408.2568 | 5741.0705 | 11235.4552 | 11774.9965 | 8084.4747 | 11046.3152 | 10299.2222 | 14842.9196 | 11404.5911 | 8754.961
1972 | 8253.8303 | 7575.7034 | 5140.2395 | 5219.9357 | 4687.3757 | 5432.1982 | 10997.2454 | 10861.6085 | 14010.5089 | 12250.9769 | 7786.9107 | 14170.543 | 13679.8583 | 11661.5887
1973 | 8456.8579 | 8053.7617 | 5282.2152 | 5397.4959 | 4480.0872 | 5981.9446 | 6552.9664 | 5766.8596 | 4836.9198 | 4766.2329 | 4571.1962 | 5395.5368 | 5315.4422 | 5875.8984
1974 | 5454.4205 | 4103.8375 | 3988.5847 | 4624.1616 | 4798.1508 | 7250.0488 | 15212.5919 | 12237.9225 | 11154.7648 | 10818.4675 | 11974.6053 | 14071.6783 | 15830.4016 | 12525.24
1975 | 7346.1107 | 6894.3147 | 4820.8176 | 4816.4477 | 4328.9233 | 5060.363 | 7786.5227 | 8732.2907 | 8117.8973 | 7671.1101 | 6739.9354 | 9005.1 | 9795.9077 | 10765.9092
1976 | 5892.7472 | 5821.5011 | 4382.7155 | 5726.6448 | 5679.4943 | 8542.0105 | 12745.7802 | 9911.0543 | 6773.6304 | 11866.2169 | 9789.0091 | 13182.4216 | 7450.5021 | 9646.5671
1977 | 10408.9404 | 9408.4541 | 7738.233 | 5148.2226 | 4320.025 | 5043.111 | 4738.0837 | 5660.5566 | 3896.7191 | 4672.2715 | 5099.0826 | 5321.4057 | 5145.9296 | 5042.6222
1978 | 5140.4385 | 4451.747 | 3757.535 | 4311.3147 | 4650.5618 | 5490.9963 | 7494.4488 | 6122.3354 | 7506.1162 | 9394.5693 | 7463.0264 | 8527.225 | 6830.5283 | 6487.2609

## Thermal
Thermal and Miscellaneous Generation averaged over the Period (HLH & LLH)
| Aug I | Aug II | Sep | Oct | Nov | Dec | Jan | Feb | Mar | Apr I | Apr II | May | Jun | Jul
Thermal | 1000 | 1000 | 1000 | 1000 | 1000 | 1000 | 1000 | 1000 | 1000 | 1000 | 1000 | 1000 | 1000 | 1000
James River Wuana | 27 | 27 | 27 | 28 | 29 | 31 | 32 | 31 | 31 | 30 | 30 | 27 | 27 | 27
NUG Resources | 12 | 12 | 13 | 13 | 16 | 19 | 19 | 19 | 17 | 16 | 16 | 15 | 16 | 13
Total | 1039 | 1039 | 1040 | 1041 | 1045 | 1050 | 1051 | 1050 | 1048 | 1046 | 1046 | 1042 | 1043 | 1040

## System Obligations
System Obligations (Positive is a reduction in Slice Capability)
HLH System Obligations | Aug I | Aug II | Sep | Oct | Nov | Dec | Jan | Feb | Mar | Apr I | Apr II | May | Jun | Jul
Canadian Entitlement Return | 105120 | 112128 | 210240 | 217540 | 210240 | 217248 | 217248 | 196224 | 217248 | 104828 | 105120 | 217248 | 210240 | 217248
Restoration | 5408 | 5824 | 9984 | 11232 | 10400 | 10400 | 10816 | 9984 | 10816 | 5408 | 5408 | 10816 | 10400 | 10816
NFD CER(CSPE) TO BPA | -6416 | -6880 | -12288 | -13304 | -12560 | -12752 | -13024 | -11904 | -13024 | -5992 | -6000 | -12192 | -11760 | -12192
BPA TO NFD CSPE | 33896 | 36160 | 67728 | 70149 | 67760 | 69992 | 70024 | 63264 | 70024 | 32709 | 32792 | 67576 | 65360 | 67576
BPA TO NFD SUP CAP | 16768 | 17984 | 32064 | 34772 | 32800 | 33280 | 34016 | 31104 | 34016 | 14742 | 14768 | 30160 | 29120 | 30160
NFD TO BPA SUP REP | 0 | 0 | 0 | 0 | 0 | 0 | 0 | 0 | 0 | 0 | 0 | 0 | 0 | 0
NFD CER(CAN) TO BPA | -26728 | -28640 | -52944 | -55407 | -52480 | -53592 | -54392 | -50016 | -54456 | -26330 | -26368 | -53648 | -52640 | -53648
Transmission LOSSES | 61165.8205 | 59103.4731 | 112988.4166 | 142555.2286 | 131483.9098 | 158050.1455 | 131982.2911 | 121826.3451 | 116336.1918 | 56016.9324 | 55725.7383 | 158412.3209 | 139326.8363 | 149008.0021
Total HLH | 189213.8205 | 195679.4731 | 367772.4166 | 407537.2286 | 387643.9098 | 422626.1455 | 396670.2911 | 360482.3451 | 380960.1918 | 181381.9324 | 181445.7383 | 418372.3209 | 390046.8363 | 408968.0021
LLH System Obligations | Aug I | Aug II | Sep | Oct | Nov | Dec | Jan | Feb | Mar | Apr I | Apr II | May | Jun | Jul
Canadian Entitlement Return | 0 | 0 | 0 | 0 | 0 | 0 | 0 | 0 | 0 | 0 | 0 | 0 | 0 | 0
Restoration | 3952 | 4160 | 8736 | 8138 | 8320 | 8944 | 8528 | 7488 | 8528 | 3926 | 3952 | 8528 | 8320 | 8528
NFD CER(CSPE) TO BPA | -1144 | -1184 | -2832 | -2341 | -2560 | -2872 | -2600 | -2208 | -2600 | -1547 | -1560 | -3432 | -3360 | -3432
BPA TO NFD CSPE | 304 | 320 | 672 | 626 | 640 | 688 | 656 | 576 | 656 | 319 | 328 | 872 | 880 | 872
BPA TO NFD SUP CAP | 512 | 448 | 2496 | 988 | 1760 | 2432 | 1696 | 1152 | 1696 | 336 | 352 | 1088 | 1120 | 1088
NFD TO BPA SUP REP | -16920 | -18048 | -33840 | -35015 | -33840 | -34968 | -34968 | -31584 | -34968 | -15078 | -15120 | -31248 | -30240 | -31248
NFD CER(CAN) TO BPA | -2072 | -2080 | -4656 | -4193 | -5120 | -5928 | -5128 | -3744 | -5064 | -2031 | -2072 | -5128 | -4240 | -5128
Transmission LOSSES | 28474.1795 | 28448.5269 | 47571.5834 | 59339.7714 | 58596.0902 | 63661.8545 | 60713.7089 | 60285.6549 | 61479.8082 | 32297.0676 | 30674.2617 | 76691.6791 | 65153.1637 | 69727.9979
Total LLH System Obligations | 13106.1795 | 12064.5269 | 18147.5834 | 27542.7714 | 27796.0902 | 31957.8545 | 28897.7089 | 31965.6549 | 29727.8082 | 18222.0676 | 16554.2617 | 47371.6791 | 37633.1637 | 40407.9979
HLH
Total HLH System Obligations | 909.6818 | 873.5691 | 884.0683 | 979.6568 | 931.8363 | 1015.9282 | 918.2183 | 938.7561 | 881.8523 | 944.6976 | 872.3353 | 968.4544 | 937.6126 | 983.0962
LLH
Total LLH System Obligations | 86.2249 | 75.4033 | 59.696 | 83.9719 | 91.4345 | 97.4325 | 92.6209 | 110.9919 | 95.2814 | 108.4647 | 108.9096 | 151.8323 | 123.7933 | 123.1951
Net System Obligation
HLH | 909.6818 | 873.5691 | 884.0683 | 979.6568 | 931.8363 | 1015.9282 | 918.2183 | 938.7561 | 881.8523 | 944.6976 | 872.3353 | 968.4544 | 937.6126 | 983.0962
LLH | 86.2249 | 75.4033 | 59.696 | 83.9719 | 91.4345 | 97.4325 | 92.6209 | 110.9919 | 95.2814 | 108.4647 | 108.9096 | 151.8323 | 123.7933 | 123.1951
Average | 562 | 541 | 536 | 584.7849 | 577 | 611 | 572 | 584 | 552 | 554.4556 | 550 | 626 | 594 | 604

## Fed Hyd Ini
Generation from Hydro Independants averaged over the Period (HLH & LLH)
HYD Ini | Aug I | Aug II | Sep | Oct | Nov | Dec | Jan | Feb | Mar | Apr I | Apr II | May | Jun | Jul
1929
1930
1931
1932
1933
1934
1935
1936
1937
1938
1939
1940
1941
1942
1943
1944
1945
1946
1947
1948
1949
1950
1951
1952
1953
1954
1955
1956
1957
1958
1959
1960
1961
1962
1963
1964
1965
1966
1967
1968
1969
1970
1971
1972
1973
1974
1975
1976
1977
1978
Note on A1: Mesa, Philip A.: Hydro Independants are already included in the HLH & LLH Hydro Generation data so they are zeroed out here.

## HLH Tot Gen
Total Generation from Hydro, Themal, Misc. and Hydro Independants (less transmission losses) averaged over the Period (HLH)
HLH | Aug I | Aug II | Sep | Oct | Nov | Dec | Jan | Feb | Mar | Apr I | Apr II | May | Jun | Jul | Total MW-Hrs | Losses | 0%
1929 | 11699.2362 | 8235.5913 | 7608.9486 | 8833.973 | 7094.6079 | 9121.6298 | 7348.9718 | 8550.1734 | 7080.1387 | 6641.6722 | 8913.6626 | 8107.852 | 10698.3131 | 8973.7321 | 42196472.0446
1930 | 8149.8921 | 7731.8966 | 7666.6513 | 8034.9626 | 8040.3662 | 9389.5077 | 7427.8701 | 7866.2842 | 6777.1102 | 8210.8094 | 12367.2405 | 7439.8794 | 7854.7847 | 9415.379 | 40914303.3442
1931 | 9088.0603 | 8280.0746 | 7017.6994 | 7858.154 | 8135.154 | 9772.269 | 6429.7588 | 6323.8456 | 6739.4618 | 9625.8349 | 8023.4707 | 11043.2474 | 8596.9752 | 9733.7801 | 41413675.5645
1932 | 8442.994 | 7376.4245 | 6897.5729 | 7999.9913 | 8024.1023 | 8650.4482 | 6545.0812 | 8093.9378 | 10893.3828 | 14165.1808 | 12922.5077 | 13788.5627 | 13703.8589 | 11179.135 | 48899530.9671
1933 | 9560.8489 | 8833.3132 | 8052.6564 | 8936.4936 | 7763.7505 | 9470.0772 | 14633.6205 | 11754.755 | 8270.0425 | 11653.522 | 9000.221 | 11716.7928 | 15805.6498 | 13193.5925 | 53847147.2629
1934 | 11590.9309 | 11705.0302 | 8747.8359 | 10518.355 | 10538.194 | 15326.1429 | 16977.8041 | 15028.767 | 13028.0619 | 14769.4883 | 14234.9085 | 12964.2962 | 9845.2286 | 8052.7043 | 61383439.3323
1935 | 7209.3681 | 6652.5437 | 7189.881 | 7620.0754 | 7261.621 | 8851.6374 | 14078.7201 | 10807.7772 | 10026.0581 | 12179.7479 | 10251.4598 | 10751.9086 | 12404.4746 | 11166.9501 | 49338578.7345
1936 | 9974.821 | 6844.8786 | 7331.8047 | 8440.0349 | 7531.9499 | 9335.6356 | 8014.25 | 8742.0646 | 7735.3971 | 7886.7886 | 13995.7649 | 14841.5861 | 10720.9252 | 10790.649 | 47132579.4248
1937 | 8696.1259 | 7772.7136 | 7679.4392 | 8057.8959 | 7656.1926 | 9225.3081 | 7341.6164 | 7693.7819 | 6321.6082 | 6373.8006 | 6328.6995 | 9946.9145 | 8459.6174 | 8958.0653 | 40059205.3702
1938 | 8882.771 | 7925.0268 | 7956.4059 | 8201.061 | 8238.628 | 9968.3376 | 13640.3024 | 9685.0486 | 12607.3662 | 12186.4033 | 12179.3885 | 14051.9628 | 13575.0151 | 10055.0777 | 53750146.6426
1939 | 8294.69 | 6918.2556 | 7501.3395 | 8940.9488 | 7208.0433 | 8917.8621 | 7452.2934 | 11438.9148 | 10383.7218 | 11566.0554 | 11815.5812 | 11774.6584 | 7671.6204 | 11437.6665 | 46635494.472
1940 | 9709.8323 | 7575.5093 | 7656.8452 | 8896.5025 | 7771.8541 | 9113.0474 | 8743.8206 | 10028.368 | 12601.2879 | 11555.6005 | 11561.2141 | 9906.9256 | 6755.7141 | 9333.0767 | 46294987.6647
1941 | 8751.9859 | 7341.2594 | 8124.2456 | 9105.4193 | 7583.298 | 9137.3115 | 8443.8389 | 8019.9691 | 8796.9508 | 7388.9795 | 9732.5808 | 9337.8287 | 10251.0959 | 7998.5733 | 43184723.7992
1942 | 8205.7229 | 7467.5045 | 7458.969 | 8891.646 | 8201.5364 | 12840.3546 | 13586.7645 | 10937.0737 | 6930.7864 | 9789.1844 | 10345.63 | 11633.8314 | 11826.9144 | 12070.5541 | 50996788.7244
1943 | 11952.0591 | 9464.6595 | 8322.3659 | 8719.2748 | 7274.2302 | 9019.5832 | 13863.6045 | 13785.3456 | 12716.0199 | 15678.4741 | 15000.3109 | 13775.084 | 14131.7629 | 12603.7136 | 58452757.5501
1944 | 11606.5816 | 9898.1509 | 7569.9137 | 8992.4947 | 7174.0864 | 9069.9671 | 7439.4505 | 8949.5236 | 6311.3164 | 6670.7419 | 8345.5168 | 8865.8889 | 9191.0044 | 7896.8693 | 41611060.6954
1945 | 8432.7387 | 7336.4648 | 6889.905 | 8146.1321 | 8100.3644 | 8628.7026 | 6645.959 | 7033.7769 | 6795.3531 | 7512.8126 | 9151.8778 | 12417.4227 | 11266.6362 | 10985.6381 | 43086601.5955
1946 | 9246.8023 | 8363.36 | 7834.3204 | 7948.3114 | 7403.7013 | 10546.2092 | 14914.3772 | 10227.906 | 11515.8652 | 12437.765 | 13432.6658 | 14224.8712 | 13832.5358 | 11584.5503 | 55075543.2754
1947 | 10983.3157 | 7462.6858 | 8323.0493 | 8982.0995 | 7583.5599 | 12672.2835 | 15730.9084 | 14978.3082 | 11213.5913 | 11942.9437 | 11790.5782 | 14008.2569 | 13333.9829 | 11136.4471 | 57949989.5876
1948 | 10870.9007 | 7919.7113 | 8080.0509 | 12322.948 | 9679.5883 | 10697.7842 | 15952.0448 | 13252.7975 | 9847.3231 | 10273.2418 | 12546.0855 | 16102.8316 | 17231.4778 | 12650.9106 | 61203743.3444
1949 | 11779.5517 | 11994.3046 | 8973.0747 | 9486.9066 | 7362.531 | 8928.9667 | 12061.6716 | 9811.4517 | 14630.6247 | 13007.2932 | 13801.3164 | 14642.0429 | 13103.5507 | 7581.64 | 55190631.6592
1950 | 6957.6296 | 6247.8665 | 7487.0645 | 8226.1278 | 6959.713 | 10347.8285 | 14686.5428 | 13224.7898 | 13925.1564 | 14644.4944 | 13173.5577 | 13558.9436 | 15874.899 | 12830.0137 | 57372457.9194
1951 | 11192.0378 | 10415.6786 | 8308.2308 | 10595.4527 | 10351.7332 | 13831.6524 | 16566.1246 | 16316.2651 | 13222.8349 | 14315.1135 | 13755.4442 | 14222.0277 | 12108.608 | 12318.9625 | 63634972.3216
1952 | 11769.2727 | 10670.1944 | 8262.2479 | 11545.9109 | 8317.5494 | 11471.0743 | 15346.635 | 12569.9543 | 10756.9899 | 14657.3949 | 14495.3263 | 15328.247 | 13897.5659 | 10435.3449 | 59987563.5301
1953 | 10978.5011 | 7584.8897 | 7535.934 | 8396.0125 | 7296.0604 | 9398.6607 | 8703.8144 | 15461.8689 | 12055.1157 | 9330.0247 | 10013.6928 | 12195.6848 | 14717.9442 | 12621.0172 | 52976209.3923
1954 | 11841.8418 | 10485.63 | 8389.3112 | 9470.0806 | 7843.6047 | 9524.8114 | 12965.7092 | 15945.3945 | 11038.3767 | 12103.1031 | 11567.3156 | 13738.4177 | 14508.186 | 12966.6868 | 58053789.8891
1955 | 12150.3849 | 11293.4609 | 12014.1328 | 10459.0693 | 8889.0488 | 9846.9369 | 11891.4973 | 10916.3058 | 6802.1644 | 10257.5572 | 10583.7397 | 10154.154 | 15444.4707 | 13297.9909 | 54981888.1465
1956 | 11592.2813 | 11189.783 | 8536.1566 | 10155.4063 | 9428.5883 | 13505.3778 | 16816.9025 | 15044.1402 | 13349.7894 | 13835.3481 | 15372.599 | 15766.448 | 16349.3533 | 12599.7756 | 65750717.2518
1957 | 12032.2703 | 10673.0759 | 8164.7041 | 9647.1422 | 7195.4767 | 10130.184 | 11567.4627 | 14001.6742 | 10885.8136 | 14240.5247 | 10790.0738 | 16278.3373 | 14935.6239 | 10163.0822 | 57038961.9764
1958 | 9553.1226 | 7744.0838 | 7703.3759 | 8698.7422 | 7142.6457 | 9037.3194 | 11660.7568 | 15214.8872 | 9785.11 | 10462.5644 | 12982.2821 | 15662.0698 | 14205.7333 | 9568.7208 | 53748316.0976
1959 | 9395.3564 | 7941.1672 | 7678.8034 | 9314.4883 | 8572.301 | 11443.4731 | 16588.8372 | 15178.2313 | 12090.8114 | 12058.1486 | 9956.8774 | 13338.1928 | 14484.2657 | 12682.7388 | 58796644.1654
1960 | 11781.905 | 10203.8995 | 11833.4337 | 13218.9098 | 10975.5055 | 12019.2312 | 15082.2008 | 11312.1774 | 11605.4329 | 16026.4585 | 12877.9503 | 11634.3599 | 12509.5822 | 11470.7314 | 61354376.6345
1961 | 11268.5511 | 7613.509 | 7995.5051 | 9403.3702 | 8011.1952 | 8439.6034 | 14015.8327 | 15277.12 | 11984.7559 | 11754.5805 | 9013.2875 | 13714.9036 | 14462.6972 | 10792.4812 | 55792053.2207
1962 | 10621.597 | 8054.5912 | 7439.7242 | 9041.4326 | 6975.2946 | 8721.4422 | 14117.8383 | 9158.0932 | 8762.493 | 13183.4073 | 13333.774 | 12034.1548 | 10606.0672 | 11935.4473 | 50681199.3148
1963 | 11715.2235 | 9452.0652 | 7643.8015 | 10055.0448 | 8827.7744 | 11445.014 | 14822.5262 | 12286.5994 | 9109.3041 | 11190.1327 | 11080.004 | 11193.8692 | 12719.1842 | 11610.543 | 54816898.3239
1964 | 11469.1537 | 9132.816 | 8867.6438 | 8895.6324 | 7191.9507 | 8603.3663 | 11350.3458 | 13990.2789 | 7812.4039 | 11675.1576 | 9575.0813 | 11701.0845 | 15508.8638 | 13010.0301 | 53194260.0378
1965 | 11847.4319 | 11127.1345 | 9362.3718 | 10540.8194 | 8138.6036 | 14001.0747 | 17597.7115 | 15599.4122 | 13389.7361 | 11872.3447 | 14477.4287 | 14450.6432 | 14803.6991 | 11503.0403 | 64300406.1771
1966 | 11770.1591 | 10819.4032 | 8338.3203 | 9867.2839 | 8223.7182 | 10018.8712 | 13782.4457 | 13251.327 | 9008.081 | 13804.1883 | 10557.7569 | 10918.344 | 9715.4327 | 11945.9266 | 53542472.765
1967 | 11577.4158 | 7825.561 | 7760.1768 | 8818.6066 | 7181.7218 | 9271.2162 | 15030.4272 | 14993.3575 | 11185.0556 | 10837.4301 | 7479.1848 | 11376.7656 | 14949.3821 | 12691.7218 | 55034681.1173
1968 | 11472.9895 | 10795.0769 | 8604.9062 | 9570.4327 | 7875.3769 | 9895.9072 | 14642.6731 | 14792.9277 | 11997.6284 | 8293.8752 | 8922.5775 | 8698.5533 | 12812.7175 | 11675.3386 | 54340495.1886
1969 | 11748.7685 | 10881.4381 | 10363.3991 | 10707.6849 | 9642.8791 | 11107.7473 | 16873.7407 | 15453.4962 | 12572.5895 | 14022.0068 | 15060.5552 | 15626.6971 | 14520.8683 | 11577.2819 | 64366359.1295
1970 | 10180.0376 | 7085.3721 | 7689.9008 | 9540.2712 | 7166.9713 | 8748.62 | 10888.2348 | 14474.9184 | 10356.5173 | 9261.8732 | 10307.0561 | 11909.24 | 13431.1786 | 10317.3343 | 51175630.689
1971 | 10271.1515 | 7825.009 | 7410.5929 | 8622.0342 | 6951.0282 | 10406.7502 | 17093.0458 | 16485.2465 | 13548.4135 | 13869.3959 | 12928.8053 | 15522.7851 | 16112.325 | 13115.2437 | 61563682.5984
1972 | 11856.7556 | 11674.0584 | 9026.6005 | 9378.9255 | 7835.4474 | 9828.1528 | 16710.9849 | 16548.7771 | 16101.7591 | 15086.0693 | 11717.7953 | 15279.6808 | 16369.7346 | 12897.4068 | 64725566.1836
1973 | 12021.7459 | 11716.9838 | 9269.6263 | 9569.2796 | 7332.6721 | 10772.3965 | 11030.19 | 10298.0949 | 9039.1022 | 6971.7067 | 7795.6441 | 8516.7756 | 8966.4301 | 10009.2245 | 47651404.5875
1974 | 9628.8701 | 7020.2598 | 7057.1014 | 8344.7472 | 8068.8608 | 13377.7659 | 17684.3826 | 16515.0701 | 14407.9009 | 14623.6032 | 14823.6823 | 14879.5725 | 16666.3202 | 13771.914 | 64091300.6855
1975 | 11729.1378 | 11126.124 | 8625.688 | 8680.2292 | 7138.5609 | 9067.0628 | 13600.5037 | 13502.2548 | 13356.0949 | 11740.1479 | 10504.0601 | 12422.2938 | 14966.3156 | 13444.6147 | 57327160.6786
1976 | 10261.3727 | 9291.484 | 8033.5026 | 10298.1339 | 10016.387 | 15179.2518 | 17005.0091 | 15516.4887 | 11614.8158 | 14832.2974 | 12792.4451 | 14936.1991 | 12702.1145 | 12488.8679 | 63085616.8641
1977 | 12607.4319 | 11480.6489 | 12837.348 | 9425.4161 | 7152.7473 | 9214.7518 | 7897.8521 | 9434.3319 | 5681.682 | 6358.9734 | 8873.2382 | 8636.8811 | 8723.0056 | 7987.2291 | 44502489.5591
1978 | 8329.8373 | 7460.8348 | 6436.1227 | 7809.8991 | 7923.3198 | 9436.8074 | 12714.0938 | 9631.2439 | 12702.1926 | 12798.1838 | 11453.7138 | 12068.9622 | 10709.0935 | 11403.7137 | 50482567.6838
Note on A11: Mesa, Philip A.: 1937 establishes the Critical Inventory
Note on R2: Busse, Patty: 4/24/2000 Transmission Losses are accounted for under System Obligations so they are zeroed out here.

## LLH Tot Gen
Total Generation from Hydro, Themal, Misc. and Hydro Independants (less transmission losses) averaged over the Period (LLH)
LLH | Aug I | Aug II | Sep | Oct | Nov | Dec | Jan | Feb | Mar | Apr I | Apr II | May | Jun | Jul | Total MW-Hrs
1929 | 7993.6789 | 6326.9178 | 5140.4364 | 5832.8857 | 5200.4238 | 5923.4355 | 5323.9621 | 6134.4334 | 5422.1765 | 5799.488 | 6031.1822 | 6152.9799 | 7508.7476 | 6556.3922 | 22590492.2272
1930 | 5940.4634 | 5742.8777 | 5131.1607 | 5353.5682 | 5565.4084 | 6024.6127 | 5356.4406 | 5933.2855 | 5292.9112 | 6072.5674 | 8744.1484 | 5661.5258 | 5564.4729 | 6585.8731 | 21804459.2363
1931 | 6361.2737 | 6275.9857 | 4939.7083 | 5319.0471 | 5623.3943 | 5988.9115 | 5090.878 | 5030.2056 | 5307.7687 | 7210.1154 | 5622.2089 | 7359.4431 | 5896.8454 | 6587.3053 | 21899640.453
1932 | 6111.3432 | 5414.5123 | 4827.8783 | 5340.8946 | 5568.0858 | 5718.4543 | 5037.1177 | 6030.4235 | 7278.2436 | 11104.171 | 11241.6518 | 9904.5796 | 8995.1026 | 7316.8107 | 25961126.0724
1933 | 6432.8856 | 6649.3141 | 5350.1625 | 5931.8063 | 5536.2702 | 6022.1905 | 11175.6916 | 8149.3315 | 5714.6671 | 9662.35 | 6846.4044 | 8357.006 | 13062.5757 | 12866.467 | 30351413.0586
1934 | 8243.764 | 8898.9829 | 5986.9209 | 6790.9118 | 6977.6726 | 9878.5564 | 15763.3519 | 12030.9773 | 9455.3102 | 14431.4059 | 13184.4658 | 12821.4898 | 6954.2189 | 5925.7828 | 35905414.5718
1935 | 5208.7734 | 4850.8995 | 4906.0991 | 5132.2825 | 5360.0241 | 5842.2111 | 10473.5684 | 7264.2956 | 6314.0128 | 10815.263 | 7373.1199 | 7665.1932 | 8262.5771 | 7770.4678 | 26008010.8718
1936 | 6495.6148 | 5042.8889 | 4967.5439 | 5583.2656 | 5378.915 | 5891.179 | 5848.232 | 6356.5796 | 5727.5285 | 6007.1136 | 11096.0382 | 10209.5821 | 7547.6286 | 6981.1267 | 24610940.342 | HLH Total | Total (aMWs)
1937 | 6271.1698 | 5845.4091 | 5204.4181 | 5397.5248 | 5434.9938 | 5888.6722 | 5380.4481 | 5941.2923 | 5287.5472 | 5762.3707 | 5454.7528 | 7262.5232 | 6126.7062 | 6470.9622 | 21912346.0612 | 40059205.3702 | 7074.378
1938 | 6312.306 | 5963.6985 | 5323.8168 | 5480.7062 | 5692.7487 | 6298.2772 | 9171.8024 | 6794.9346 | 8480.6065 | 9043.0019 | 8423.2266 | 11828.0362 | 8792.1719 | 6834.25 | 27995053.8124
1939 | 6084.076 | 5296.6817 | 5082.9075 | 5972.926 | 5269.5023 | 5903.158 | 5347.8887 | 8342.7803 | 6606.4911 | 7977.5318 | 8256.3265 | 7783.8598 | 5511.3239 | 7576.4398 | 24131489.8638
1940 | 6518.9077 | 5665.6936 | 5169.8824 | 5866.1829 | 5450.4399 | 5916.2733 | 6016.8327 | 7276.1742 | 7872.6911 | 7988.1072 | 8441.5883 | 7080.5105 | 5097.2958 | 6570.2681 | 23958546.7306
1941 | 6279.0184 | 5431.3829 | 5423.0524 | 6029.0242 | 5435.5093 | 5953.5987 | 5952.813 | 5845.7077 | 5723.4931 | 5626.6451 | 6323.6598 | 6870.3129 | 7234.0661 | 6017.6129 | 22604249.8675
1942 | 6037.3637 | 5614.0992 | 5133.3815 | 6029.0709 | 5790.1891 | 7765.2551 | 9045.572 | 7407.5682 | 5514.3323 | 6956.9946 | 6958.2412 | 7742.6954 | 7954.3132 | 8429.6777 | 26162503.5576
1943 | 8529.9187 | 6849.8227 | 5622.883 | 5821.7953 | 5357.8985 | 6000.3003 | 9252.7592 | 9356.8904 | 8409.3989 | 13358.1805 | 11643.2515 | 11388.8693 | 9243.0821 | 8441.0688 | 30959545.2522
1944 | 7870.5728 | 6938.8544 | 5218.8097 | 5957.4739 | 5255.1471 | 6020.3564 | 5416.6741 | 6285.298 | 5111.6045 | 5875.4167 | 5812.4113 | 6483.8489 | 6509.4716 | 6018.279 | 22360736.0091
1945 | 6153.6739 | 5338.4438 | 4915.0914 | 5455.3489 | 5630.0566 | 5696.684 | 5067.9914 | 5510.9655 | 5351.9012 | 5820.4588 | 6164.9271 | 8297.8929 | 7891.9947 | 7169.1795 | 22745771.6359
1946 | 6399.2866 | 6442.9097 | 5282.6158 | 5385.0747 | 5430.3028 | 6550.0044 | 10164.1006 | 7085.4606 | 7695.9673 | 8961.124 | 10425.8437 | 13024.7779 | 9217.1527 | 7696.3446 | 29268287.4221
1947 | 7251.5908 | 5471.8359 | 5641.2376 | 6129.6979 | 5548.1413 | 7992.599 | 12207.3418 | 10496.553 | 7331.01 | 8446.1594 | 8713.9711 | 10178.7446 | 8658.2065 | 7284.4183 | 30071023.804
1948 | 6966.8385 | 6080.7616 | 5419.298 | 7997.2637 | 6451.7841 | 6643.9113 | 12208.4943 | 9085.9367 | 6557.3367 | 8098.5157 | 9886.2989 | 14822.4215 | 17577.8695 | 10860.2978 | 35308398.3214
1949 | 8237.9407 | 8899.2652 | 6142.9043 | 6349.356 | 5356.1971 | 5896.6801 | 8161.7483 | 6861.3993 | 10656.2246 | 9563.6968 | 11547.2965 | 10023.6669 | 8603.4461 | 5789.2063 | 29039348.082
1950 | 4992.8484 | 4767.2426 | 5115.9382 | 5545.7674 | 5273.9462 | 6339.8641 | 10239.203 | 8987.2697 | 9409.9156 | 11594.0669 | 10713.2928 | 10286.0797 | 15290.5861 | 10262.7667 | 32097548.6719
1951 | 7180.2642 | 7070.1817 | 5612.6863 | 6896.4762 | 7047.9197 | 8635.4422 | 13710.3226 | 11527.4064 | 9232.6167 | 12274.6579 | 12102.7703 | 13479.2303 | 8153.7413 | 9125.8343 | 35223307.2922
1952 | 8231.3172 | 7248.8527 | 5572.018 | 7427.5647 | 5699.5448 | 7147.1788 | 11766.7027 | 8204.7326 | 6888.8245 | 12153.8846 | 10921.6092 | 14118.6385 | 8977.0743 | 7046.8871 | 31948897.1043
1953 | 6991.4307 | 5739.6202 | 5165.5069 | 5615.3145 | 5334.3667 | 5963.3232 | 6404.3681 | 12191.0302 | 7970.882 | 6895.4866 | 6943.9048 | 8674.295 | 9912.2568 | 8850.4453 | 27803453.622
1954 | 8417.1954 | 7100.2521 | 5640.9239 | 6296.0857 | 5558.0653 | 6177.8775 | 8431.3184 | 13243.5025 | 6989.9457 | 8974.0504 | 8468.3317 | 11710.4436 | 14187.1304 | 10639.9073 | 32788232.3398
1955 | 9784.1049 | 8614.4347 | 7354.4979 | 6758.7815 | 6046.4739 | 6125.3204 | 7592.2883 | 7197.2635 | 5112.1994 | 7384.9855 | 6980.7864 | 7273.1904 | 11049.8546 | 13428.308 | 29536619.727
1956 | 8162.9198 | 7981.0183 | 5734.8229 | 6643.9778 | 6358.4829 | 8744.1611 | 13971.978 | 10373.8668 | 9437.6832 | 11093.9842 | 13623.4337 | 15922.6076 | 14175.0081 | 9294.7143 | 37793162.7313
1957 | 8651.9652 | 7178.3149 | 5482.7447 | 6434.0028 | 5311.2536 | 6524.7183 | 7402.0236 | 10688.0688 | 7470.0334 | 12517.0608 | 8541.594 | 14399.7706 | 10650.3125 | 6820.9096 | 31082580.9669
1958 | 6441.1846 | 5856.2414 | 5217.2071 | 5824.5348 | 5280.0197 | 5978.5437 | 7610.64 | 12189.0903 | 6422.6284 | 7329.9982 | 9307.3688 | 11997.0457 | 9407.2071 | 6721.0722 | 28321003.7937
1959 | 6439.8791 | 6041.136 | 5228.9603 | 6168.8627 | 5921.1395 | 7199.7383 | 13479.3707 | 10509.9961 | 7878.6732 | 9951.8472 | 7745.2181 | 10036.0808 | 12369.4126 | 9076.7455 | 32128478.0673
1960 | 8341.4613 | 7024.2487 | 7249.4023 | 8789.638 | 7367.2396 | 7344.9599 | 11846.2524 | 7464.0968 | 7291.5247 | 14177.2098 | 10156.4081 | 7895.9234 | 8318.4308 | 7810.7107 | 31727824.8983
1961 | 7760.9224 | 5746.3778 | 5388.0534 | 6152.4163 | 5681.3226 | 5654.8662 | 9732.1438 | 11928.8479 | 7696.0707 | 9224.3116 | 6447.4311 | 11565.1154 | 14130.8125 | 7020.3546 | 30946523.9487
1962 | 6682.923 | 6100.8438 | 5083.1018 | 5990.7324 | 5289.1535 | 5821.4705 | 9594.4551 | 6588.5419 | 5774.7814 | 11147.8329 | 10712.0294 | 8210.1725 | 7695.4066 | 8126.4507 | 26779727.0157
1963 | 8003.7277 | 6776.3419 | 5204.2807 | 6623.4696 | 6066.5595 | 6980.9293 | 10111.5412 | 8104.8704 | 5849.3439 | 7479.806 | 7236.4277 | 7735.2431 | 8298.5871 | 7950.9694 | 27403987.1377
1964 | 7580.4938 | 6753.6614 | 5992.7843 | 5919.9451 | 5316.6046 | 5709.2965 | 7252.4619 | 10725.9861 | 5610.2064 | 8877.9147 | 6760.3559 | 8205.2604 | 13195.3181 | 11582.8393 | 29477155.8507
1965 | 8357.1018 | 7691.5697 | 6347.5128 | 6819.0826 | 5651.4387 | 9108.8865 | 14718.2199 | 11678.4505 | 9248.7592 | 8260.4491 | 11802.8328 | 11851.4743 | 10204.6573 | 7688.3235 | 34717508.8857
1966 | 8530.7504 | 7288.8992 | 5670.9469 | 6507.3629 | 5705.6425 | 6340.7951 | 8814.0659 | 8476.2229 | 5919.3363 | 10781.593 | 7841.5944 | 7305.6 | 6865.9472 | 8395.8216 | 27297205.2176
1967 | 8083.7688 | 5927.35 | 5194.8145 | 5820.385 | 5278.2377 | 6069.7247 | 11729.949 | 10313.502 | 7179.0395 | 8985.5588 | 5708.9064 | 8611.3428 | 12338.648 | 11486.9252 | 30713492.789
1968 | 9028.308 | 7287.3272 | 5798.8054 | 6363.5548 | 5603.414 | 6269.4096 | 9907.0107 | 10335.7394 | 7489.6493 | 6049.8128 | 6246.1056 | 6450.2403 | 8562.555 | 8077.2828 | 27783230.1607
1969 | 9380.9414 | 7278.1629 | 6613.1581 | 6952.2223 | 6396.1009 | 6784.6172 | 13416.8599 | 10268.965 | 8276.3381 | 10846.5998 | 11354.9542 | 14792.6187 | 10296.6898 | 7855.6506 | 34646972.8746
1970 | 6570.2073 | 5088.7798 | 5209.3646 | 6250.6734 | 5275.5408 | 5814.9406 | 7458.9135 | 10713.0932 | 6518.4016 | 6838.448 | 7199.7042 | 8026.767 | 9107.9747 | 6907.9013 | 26186283.6227
1971 | 6649.1522 | 5911.3543 | 5165.5403 | 5737.1545 | 5361.8223 | 6693.638 | 12193.8344 | 12714.0047 | 9037.1932 | 11983.8505 | 11236.3126 | 15733.0873 | 12323.7978 | 9671.7658 | 35068523.3025
1972 | 9206.6055 | 8539.3001 | 6120.5435 | 6176.9639 | 5640.9412 | 6384.7657 | 11955.6246 | 11800.6167 | 14963.2275 | 13188.5122 | 8724.0011 | 15060.7107 | 14599.065 | 12578.3936 | 39063178.9503
1973 | 9409.6331 | 9017.3584 | 6262.5192 | 6354.5241 | 5433.6527 | 6934.5121 | 7511.3455 | 6705.8678 | 5789.6384 | 5703.7682 | 5508.2866 | 6285.7045 | 6234.6489 | 6792.7033 | 24748650.9668
1974 | 6407.1957 | 5067.4342 | 4968.8887 | 5581.1897 | 5751.7163 | 8202.6163 | 16170.971 | 13176.9307 | 12107.4834 | 11756.0028 | 12911.6957 | 14961.846 | 16749.6083 | 13442.0448 | 40289223.1118
1975 | 8298.8859 | 7857.9114 | 5801.1217 | 5773.4758 | 5282.4888 | 6012.9305 | 8744.9018 | 9671.2989 | 9070.6159 | 8608.6454 | 7677.0258 | 9895.2677 | 10715.1144 | 11682.7141 | 30887639.7939
1976 | 6845.5224 | 6785.0978 | 5363.0195 | 6683.6729 | 6633.0598 | 9494.578 | 13704.1593 | 10850.0625 | 7726.349 | 12803.7522 | 10726.0995 | 14072.5893 | 8369.7087 | 10563.372 | 35071768.876
1977 | 11361.7155 | 10372.0508 | 8718.537 | 6105.2507 | 5273.5905 | 5995.6785 | 5696.4628 | 6599.5648 | 4849.4376 | 5609.8068 | 6036.1729 | 6211.5734 | 6065.1363 | 5959.4271 | 24396666.3099
1978 | 6093.2136 | 5415.3437 | 4737.839 | 5268.3428 | 5604.1273 | 6443.5639 | 8452.828 | 7061.3436 | 8458.8347 | 10332.1046 | 8400.1168 | 9417.3927 | 7749.735 | 7404.0658 | 26823483.212
Note on A11: Mesa, Philip A.: 1937 establishes the Critical Inventory

## HLH Slice Load
Slice Power Deliveries averaged over the Period (HLH)
HLH | Aug I | Aug II | Sep | Oct | Nov | Dec | Jan | Feb | Mar | Apr I | Apr II | May | Jun | Jul | Total (MW-Hr)
1929 | 1754.8854 | 1235.3387 | 1141.3423 | 1325.096 | 1064.1912 | 1368.2445 | 1102.3458 | 1282.526 | 1062.0208 | 996.2508 | 1337.0494 | 1216.1778 | 1604.747 | 1346.0598 | 6329470.8067
1930 | 1222.4838 | 1159.7845 | 1149.9977 | 1205.2444 | 1206.0549 | 1408.4262 | 1114.1805 | 1179.9426 | 1016.5665 | 1231.6214 | 1855.0861 | 1115.9819 | 1178.2177 | 1412.3069 | 6137145.5016
1931 | 1363.209 | 1242.0112 | 1052.6549 | 1178.7231 | 1220.2731 | 1465.8404 | 964.4638 | 948.5768 | 1010.9193 | 1443.8752 | 1203.5206 | 1656.4871 | 1289.5463 | 1460.067 | 6212051.3347
1932 | 1266.4491 | 1106.4637 | 1034.6359 | 1199.9987 | 1203.6153 | 1297.5672 | 981.7622 | 1214.0907 | 1634.0074 | 2124.7771 | 1938.3762 | 2068.2844 | 2055.5788 | 1676.8702 | 7334929.6451
1933 | 1434.1273 | 1324.997 | 1207.8985 | 1340.474 | 1164.5626 | 1420.5116 | 2195.0431 | 1763.2133 | 1240.5064 | 1748.0283 | 1350.0332 | 1757.5189 | 2370.8475 | 1979.0389 | 8077072.0894
1934 | 1738.6396 | 1755.7545 | 1312.1754 | 1577.7533 | 1580.7291 | 2298.9214 | 2546.6706 | 2254.3151 | 1954.2093 | 2215.4232 | 2135.2363 | 1944.6444 | 1476.7843 | 1207.9056 | 9207515.8998
1935 | 1081.4052 | 997.8816 | 1078.4821 | 1143.0113 | 1089.2431 | 1327.7456 | 2111.808 | 1621.1666 | 1503.9087 | 1826.9622 | 1537.719 | 1612.7863 | 1860.6712 | 1675.0425 | 7400786.8102
1936 | 1496.2232 | 1026.7318 | 1099.7707 | 1266.0052 | 1129.7925 | 1400.3453 | 1202.1375 | 1311.3097 | 1160.3096 | 1183.0183 | 2099.3647 | 2226.2379 | 1608.1388 | 1618.5974 | 7069886.9137
1937 | 1304.4189 | 1165.907 | 1151.9159 | 1208.6844 | 1148.4289 | 1383.7962 | 1101.2425 | 1154.0673 | 948.2412 | 956.0701 | 949.3049 | 1492.0372 | 1268.9426 | 1343.7098 | 6008880.8055
1938 | 1332.4157 | 1188.754 | 1193.4609 | 1230.1592 | 1235.7942 | 1495.2506 | 2046.0454 | 1452.7573 | 1891.1049 | 1827.9605 | 1826.9083 | 2107.7944 | 2036.2523 | 1508.2617 | 8062521.9964
1939 | 1244.2035 | 1037.7383 | 1125.2009 | 1341.1423 | 1081.2065 | 1337.6793 | 1117.844 | 1715.8372 | 1557.5583 | 1734.9083 | 1772.3372 | 1766.1988 | 1150.7431 | 1715.65 | 6995324.1708
1940 | 1456.4748 | 1136.3264 | 1148.5268 | 1334.4754 | 1165.7781 | 1366.9571 | 1311.5731 | 1504.2552 | 1890.1932 | 1733.3401 | 1734.1821 | 1486.0388 | 1013.3571 | 1399.9615 | 6944248.1497
1941 | 1312.7979 | 1101.1889 | 1218.6368 | 1365.8129 | 1137.4947 | 1370.5967 | 1266.5758 | 1202.9954 | 1319.5426 | 1108.3469 | 1459.8871 | 1400.6743 | 1537.6644 | 1199.786 | 6477708.5699
1942 | 1230.8584 | 1120.1257 | 1118.8454 | 1333.7469 | 1230.2305 | 1926.0532 | 2038.0147 | 1640.5611 | 1039.618 | 1468.3777 | 1551.8445 | 1745.0747 | 1774.0372 | 1810.5831 | 7649518.3087
1943 | 1792.8089 | 1419.6989 | 1248.3549 | 1307.8912 | 1091.1345 | 1352.9375 | 2079.5407 | 2067.8018 | 1907.403 | 2351.7711 | 2250.0466 | 2066.2626 | 2119.7644 | 1890.557 | 8767913.6325
1944 | 1740.9872 | 1484.7226 | 1135.487 | 1348.8742 | 1076.113 | 1360.4951 | 1115.9176 | 1342.4285 | 946.6975 | 1000.6113 | 1251.8275 | 1329.8833 | 1378.6507 | 1184.5304 | 6241659.1043
1945 | 1264.9108 | 1100.4697 | 1033.4858 | 1221.9198 | 1215.0547 | 1294.3054 | 996.8939 | 1055.0665 | 1019.303 | 1126.9219 | 1372.7817 | 1862.6134 | 1689.9954 | 1647.8457 | 6462990.2393
1946 | 1387.0203 | 1254.504 | 1175.1481 | 1192.2467 | 1110.5552 | 1581.9314 | 2237.1566 | 1534.1859 | 1727.3798 | 1865.6648 | 2014.8999 | 2133.7307 | 2074.8804 | 1737.6825 | 8261331.4913
1947 | 1647.4974 | 1119.4029 | 1248.4574 | 1347.3149 | 1137.534 | 1900.8425 | 2359.6363 | 2246.7462 | 1682.0387 | 1791.4416 | 1768.5867 | 2101.2385 | 2000.0974 | 1670.4671 | 8692498.4381
1948 | 1630.6351 | 1187.9567 | 1212.0076 | 1848.4422 | 1451.9382 | 1604.6676 | 2392.8067 | 1987.9196 | 1477.0985 | 1540.9863 | 1881.9128 | 2415.4247 | 2584.7217 | 1897.6366 | 9180561.5017
1949 | 1766.9328 | 1799.1457 | 1345.9612 | 1423.036 | 1104.3797 | 1339.345 | 1809.2507 | 1471.7178 | 2194.5937 | 1951.094 | 2070.1975 | 2196.3064 | 1965.5326 | 1137.246 | 8278594.7489
1950 | 1043.6444 | 937.18 | 1123.0597 | 1233.9192 | 1043.9569 | 1552.1743 | 2202.9814 | 1983.7185 | 2088.7735 | 2196.6742 | 1976.0337 | 2033.8415 | 2381.2349 | 1924.5021 | 8605868.6879
1951 | 1678.8057 | 1562.3518 | 1246.2346 | 1589.3179 | 1552.76 | 2074.7479 | 2484.9187 | 2447.4398 | 1983.4252 | 2147.267 | 2063.3166 | 2133.3041 | 1816.2912 | 1847.8444 | 9545245.8482
1952 | 1765.3909 | 1600.5292 | 1239.3372 | 1731.8866 | 1247.6324 | 1720.6611 | 2301.9952 | 1885.4931 | 1613.5485 | 2198.6092 | 2174.299 | 2299.237 | 2084.6349 | 1565.3017 | 8998134.5295
1953 | 1646.7752 | 1137.7334 | 1130.3901 | 1259.4019 | 1094.4091 | 1409.7991 | 1305.5722 | 2319.2803 | 1808.2674 | 1399.5037 | 1502.0539 | 1829.3527 | 2207.6916 | 1893.1526 | 7946431.4088
1954 | 1776.2763 | 1572.8445 | 1258.3967 | 1420.5121 | 1176.5407 | 1428.7217 | 1944.8564 | 2391.8092 | 1655.7565 | 1815.4655 | 1735.0973 | 2060.7627 | 2176.2279 | 1945.003 | 8708068.4834
1955 | 1822.5577 | 1694.0191 | 1802.1199 | 1568.8604 | 1333.3573 | 1477.0405 | 1783.7246 | 1637.4459 | 1020.3247 | 1538.6336 | 1587.561 | 1523.1231 | 2316.6706 | 1994.6986 | 8247283.222
1956 | 1738.8422 | 1678.4675 | 1280.4235 | 1523.3109 | 1414.2883 | 2025.8067 | 2522.5354 | 2256.621 | 2002.4684 | 2075.3022 | 2305.8898 | 2364.9672 | 2452.403 | 1889.9663 | 9862607.5878
1957 | 1804.8405 | 1600.9614 | 1224.7056 | 1447.0713 | 1079.3215 | 1519.5276 | 1735.1194 | 2100.2511 | 1632.872 | 2136.0787 | 1618.5111 | 2441.7506 | 2240.3436 | 1524.4623 | 8555844.2965
1958 | 1432.9684 | 1161.6126 | 1155.5064 | 1304.8113 | 1071.3969 | 1355.5979 | 1749.1135 | 2282.2331 | 1467.7665 | 1569.3847 | 1947.3423 | 2349.3105 | 2130.86 | 1435.3081 | 8062247.4146
1959 | 1409.3035 | 1191.1751 | 1151.8205 | 1397.1732 | 1285.8452 | 1716.521 | 2488.3256 | 2276.7347 | 1813.6217 | 1808.7223 | 1493.5316 | 2000.7289 | 2172.6399 | 1902.4108 | 8819496.6248
1960 | 1767.2857 | 1530.5849 | 1775.0151 | 1982.8365 | 1646.3258 | 1802.8847 | 2262.3301 | 1696.8266 | 1740.8149 | 2403.9688 | 1931.6925 | 1745.154 | 1876.4373 | 1720.6097 | 9203156.4952
1961 | 1690.2827 | 1142.0264 | 1199.3258 | 1410.5055 | 1201.6793 | 1265.9405 | 2102.3749 | 2291.568 | 1797.7134 | 1763.1871 | 1351.9931 | 2057.2355 | 2169.4046 | 1618.8722 | 8368807.9831
1962 | 1593.2396 | 1208.1887 | 1115.9586 | 1356.2149 | 1046.2942 | 1308.2163 | 2117.6757 | 1373.714 | 1314.3739 | 1977.5111 | 2000.0661 | 1805.1232 | 1590.9101 | 1790.3171 | 7602179.8972
1963 | 1757.2835 | 1417.8098 | 1146.5702 | 1508.2567 | 1324.1662 | 1716.7521 | 2223.3789 | 1842.9899 | 1366.3956 | 1678.5199 | 1662.0006 | 1679.0804 | 1907.8776 | 1741.5814 | 8222534.7486
1964 | 1720.3731 | 1369.9224 | 1330.1466 | 1334.3449 | 1078.7926 | 1290.505 | 1702.5519 | 2098.5418 | 1171.8606 | 1751.2736 | 1436.2622 | 1755.1627 | 2326.3296 | 1951.5045 | 7979139.0057
1965 | 1777.1148 | 1669.0702 | 1404.3558 | 1581.1229 | 1220.7905 | 2100.1612 | 2639.6567 | 2339.9118 | 2008.4604 | 1780.8517 | 2171.6143 | 2167.5965 | 2220.5549 | 1725.456 | 9645060.9266
1966 | 1765.5239 | 1622.9105 | 1250.7481 | 1480.0926 | 1233.5577 | 1502.8307 | 2067.3669 | 1987.6991 | 1351.2121 | 2070.6283 | 1583.6635 | 1637.7516 | 1457.3149 | 1791.889 | 8031370.9148
1967 | 1736.6124 | 1173.8342 | 1164.0265 | 1322.791 | 1077.2583 | 1390.6824 | 2254.5641 | 2249.0036 | 1677.7583 | 1625.6145 | 1121.8777 | 1706.5148 | 2242.4073 | 1903.7583 | 8255202.1676
1968 | 1720.9484 | 1619.2615 | 1290.7359 | 1435.5649 | 1181.3065 | 1484.3861 | 2196.401 | 2218.9392 | 1799.6443 | 1244.0813 | 1338.3866 | 1304.783 | 1921.9076 | 1751.3008 | 8151074.2783
1969 | 1762.3153 | 1632.2157 | 1554.5099 | 1606.1527 | 1446.4319 | 1666.1621 | 2531.0611 | 2318.0244 | 1885.8884 | 2103.301 | 2259.0833 | 2344.0046 | 2178.1302 | 1736.5923 | 9654953.8694
1970 | 1527.0056 | 1062.8058 | 1153.4851 | 1431.0407 | 1075.0457 | 1312.293 | 1633.2352 | 2171.2378 | 1553.4776 | 1389.281 | 1546.0584 | 1786.386 | 2014.6768 | 1547.6001 | 7676344.6033
1971 | 1540.6727 | 1173.7514 | 1111.5889 | 1293.3051 | 1042.6542 | 1561.0125 | 2563.9569 | 2472.787 | 2032.262 | 2080.4094 | 1939.3208 | 2328.4178 | 2416.8488 | 1967.2866 | 9234552.3898
1972 | 1778.5133 | 1751.1088 | 1353.9901 | 1406.8388 | 1175.3171 | 1474.2229 | 2506.6477 | 2482.3166 | 2415.2639 | 2262.9104 | 1757.6693 | 2291.9521 | 2455.4602 | 1934.611 | 9708834.9275
1973 | 1803.2619 | 1757.5476 | 1390.4439 | 1435.3919 | 1099.9008 | 1615.8595 | 1654.5285 | 1544.7142 | 1355.8653 | 1045.756 | 1169.3466 | 1277.5163 | 1344.9645 | 1501.3837 | 7147710.6881
1974 | 1444.3305 | 1053.039 | 1058.5652 | 1251.7121 | 1210.3291 | 2006.6649 | 2652.6574 | 2477.2605 | 2161.1851 | 2193.5405 | 2223.5523 | 2231.9359 | 2499.948 | 2065.7871 | 9613695.1028
1975 | 1759.3707 | 1668.9186 | 1293.8532 | 1302.0344 | 1070.7841 | 1360.0594 | 2040.0756 | 2025.3382 | 2003.4142 | 1761.0222 | 1575.609 | 1863.3441 | 2244.9473 | 2016.6922 | 8599074.1018
1976 | 1539.2059 | 1393.7226 | 1205.0254 | 1544.7201 | 1502.458 | 2276.8878 | 2550.7514 | 2327.4733 | 1742.2224 | 2224.8446 | 1918.8668 | 2240.4299 | 1905.3172 | 1873.3302 | 9462842.5296
1977 | 1891.1148 | 1722.0973 | 1925.6022 | 1413.8124 | 1072.9121 | 1382.2128 | 1184.6778 | 1415.1498 | 852.2523 | 953.846 | 1330.9857 | 1295.5322 | 1308.4508 | 1198.0844 | 6675373.4339
1978 | 1249.4756 | 1119.1252 | 965.4184 | 1171.4849 | 1188.498 | 1415.5211 | 1907.1141 | 1444.6866 | 1905.3289 | 1919.7276 | 1718.0571 | 1810.3443 | 1606.364 | 1710.5571 | 7572385.1526
Average | 1568.2544 | 1343.7944 | 1234.6761 | 1389.6908 | 1200.7623 | 1550.3263 | 1908.0212 | 1846.2138 | 1588.1088 | 1726.8673 | 1716.0169 | 1881.3208 | 1914.1284 | 1679.7934 | 8078962.6296

## LLH Slice Load
Slice Power Deliveries averaged over the Period (LLH)
LLH | Aug I | Aug II | Sep | Oct | Nov | Dec | Jan | Feb | Mar | Apr I | Apr II | May | Jun | Jul | Total (MW-Hr)
1929 | 1199.0518 | 949.0377 | 771.0655 | 874.9328 | 780.0636 | 888.5153 | 798.5943 | 920.165 | 813.3265 | 869.9232 | 904.6773 | 922.947 | 1126.3121 | 983.4588 | 3388573.8341
1930 | 891.0695 | 861.4317 | 769.6741 | 803.0352 | 834.8113 | 903.6919 | 803.4661 | 889.9928 | 793.9367 | 910.8851 | 1311.6223 | 849.2289 | 834.6709 | 987.881 | 3270668.8854
1931 | 954.1911 | 941.3979 | 740.9562 | 797.8571 | 843.5091 | 898.3367 | 763.6317 | 754.5308 | 796.1653 | 1081.5173 | 843.3313 | 1103.9165 | 884.5268 | 988.0958 | 3284946.0679
1932 | 916.7015 | 812.1768 | 724.1818 | 801.1342 | 835.2129 | 857.7681 | 755.5677 | 904.5635 | 1091.7365 | 1665.6257 | 1686.2478 | 1485.6869 | 1349.2654 | 1097.5216 | 3894168.9109
1933 | 964.9328 | 997.3971 | 802.5244 | 889.7709 | 830.4405 | 903.3286 | 1676.3537 | 1222.3997 | 857.2001 | 1449.3525 | 1026.9607 | 1253.5509 | 1959.3864 | 1929.9701 | 4552711.9588
1934 | 1236.5646 | 1334.8474 | 898.0381 | 1018.6368 | 1046.6509 | 1481.7835 | 2364.5028 | 1804.6466 | 1418.2965 | 2164.7109 | 1977.6699 | 1923.2235 | 1043.1328 | 888.8674 | 5385812.1858
1935 | 781.316 | 727.6349 | 735.9149 | 769.8424 | 804.0036 | 876.3317 | 1571.0353 | 1089.6443 | 947.1019 | 1622.2895 | 1105.968 | 1149.779 | 1239.3866 | 1165.5702 | 3901201.6308
1936 | 974.3422 | 756.4333 | 745.1316 | 837.4898 | 806.8373 | 883.6769 | 877.2348 | 953.4869 | 859.1293 | 901.067 | 1664.4057 | 1531.4373 | 1132.1443 | 1047.169 | 3691641.0513
1937 | 940.6755 | 876.8114 | 780.6627 | 809.6287 | 815.2491 | 883.3008 | 807.0672 | 891.1938 | 793.1321 | 864.3556 | 818.2129 | 1089.3785 | 919.0059 | 970.6443 | 3286851.9092
1938 | 946.8459 | 894.5548 | 798.5725 | 822.1059 | 853.9123 | 944.7416 | 1375.7704 | 1019.2402 | 1272.091 | 1356.4503 | 1263.484 | 1774.2054 | 1318.8258 | 1025.1375 | 4199258.0719
1939 | 912.6114 | 794.5022 | 762.4361 | 895.9389 | 790.4253 | 885.4737 | 802.1833 | 1251.417 | 990.9737 | 1196.6298 | 1238.449 | 1167.579 | 826.6986 | 1136.466 | 3619723.4796
1940 | 977.8362 | 849.854 | 775.4824 | 879.9274 | 817.566 | 887.441 | 902.5249 | 1091.4261 | 1180.9037 | 1198.2161 | 1266.2382 | 1062.0766 | 764.5944 | 985.5402 | 3593782.0096
1941 | 941.8528 | 814.7074 | 813.4579 | 904.3536 | 815.3264 | 893.0398 | 892.9219 | 876.8562 | 858.524 | 843.9968 | 948.549 | 1030.5469 | 1085.1099 | 902.6419 | 3390637.4801
1942 | 905.6046 | 842.1149 | 770.0072 | 904.3606 | 868.5284 | 1164.7883 | 1356.8358 | 1111.1352 | 827.1498 | 1043.5492 | 1043.7362 | 1161.4043 | 1193.147 | 1264.4517 | 3924375.5336
1943 | 1279.4878 | 1027.4734 | 843.4325 | 873.2693 | 803.6848 | 900.045 | 1387.9139 | 1403.5336 | 1261.4098 | 2003.7271 | 1746.4877 | 1708.3304 | 1386.4623 | 1266.1603 | 4643931.7878
1944 | 1180.5859 | 1040.8282 | 782.8215 | 893.6211 | 788.2721 | 903.0535 | 812.5011 | 942.7947 | 766.7407 | 881.3125 | 871.8617 | 972.5773 | 976.4207 | 902.7419 | 3354110.4014
1945 | 923.0511 | 800.7666 | 737.2637 | 818.3023 | 844.5085 | 854.5026 | 760.1987 | 826.6448 | 802.7852 | 873.0688 | 924.7391 | 1244.6839 | 1183.7992 | 1075.3769 | 3411865.7454
1946 | 959.893 | 966.4365 | 792.3924 | 807.7612 | 814.5454 | 982.5007 | 1524.6151 | 1062.8191 | 1154.3951 | 1344.1686 | 1563.8766 | 1953.7167 | 1382.5729 | 1154.4517 | 4390243.1133
1947 | 1087.7386 | 820.7754 | 846.1856 | 919.4547 | 832.2212 | 1198.8899 | 1831.1013 | 1574.4829 | 1099.6515 | 1266.9239 | 1307.0957 | 1526.8117 | 1298.731 | 1092.6628 | 4510653.5706
1948 | 1045.0258 | 912.1142 | 812.8947 | 1199.5896 | 967.7676 | 996.5867 | 1831.2741 | 1362.8905 | 983.6005 | 1214.7774 | 1482.9448 | 2223.3632 | 2636.6804 | 1629.0447 | 5296259.7482
1949 | 1235.6911 | 1334.8898 | 921.4356 | 952.4034 | 803.4296 | 884.502 | 1224.2622 | 1029.2099 | 1598.4337 | 1434.5545 | 1732.0945 | 1503.55 | 1290.5169 | 868.3809 | 4355902.2123
1950 | 748.9273 | 715.0864 | 767.3907 | 831.8651 | 791.0919 | 950.9796 | 1535.8804 | 1348.0905 | 1411.4873 | 1739.11 | 1606.9939 | 1542.912 | 2293.5879 | 1539.415 | 4814632.3008
1951 | 1077.0396 | 1060.5273 | 841.903 | 1034.4714 | 1057.188 | 1295.3163 | 2056.5484 | 1729.111 | 1384.8925 | 1841.1987 | 1815.4155 | 2021.8846 | 1223.0612 | 1368.8752 | 5283496.0938
1952 | 1234.6976 | 1087.3279 | 835.8027 | 1114.1347 | 854.9317 | 1072.0768 | 1765.0054 | 1230.7099 | 1033.3237 | 1823.0827 | 1638.2414 | 2117.7958 | 1346.5612 | 1057.0331 | 4792334.5656
1953 | 1048.7146 | 860.943 | 774.826 | 842.2972 | 800.155 | 894.4985 | 960.6552 | 1828.6545 | 1195.6323 | 1034.323 | 1041.5857 | 1301.1442 | 1486.8385 | 1327.5668 | 4170518.0433
1954 | 1262.5793 | 1065.0378 | 846.1386 | 944.4129 | 833.7098 | 926.6816 | 1264.6978 | 1986.5254 | 1048.4919 | 1346.1076 | 1270.2498 | 1756.5665 | 2128.0696 | 1595.9861 | 4918234.851
1955 | 1467.6157 | 1292.1652 | 1103.1747 | 1013.8172 | 906.9711 | 918.7981 | 1138.8432 | 1079.5895 | 766.8299 | 1107.7478 | 1047.118 | 1090.9786 | 1657.4782 | 2014.2462 | 4430492.9591
1956 | 1224.438 | 1197.1527 | 860.2234 | 996.5967 | 953.7724 | 1311.6242 | 2095.7967 | 1556.08 | 1415.6525 | 1664.0976 | 2043.5151 | 2388.3911 | 2126.2512 | 1394.2071 | 5668974.4097
1957 | 1297.7948 | 1076.7472 | 822.4117 | 965.1004 | 796.688 | 978.7077 | 1110.3035 | 1603.2103 | 1120.505 | 1877.5591 | 1281.2391 | 2159.9656 | 1597.5469 | 1023.1364 | 4662387.145
1958 | 966.1777 | 878.4362 | 782.5811 | 873.6802 | 792.003 | 896.7816 | 1141.596 | 1828.3635 | 963.3943 | 1099.4997 | 1396.1053 | 1799.5569 | 1411.0811 | 1008.1608 | 4248150.5691
1959 | 965.9819 | 906.1704 | 784.344 | 925.3294 | 888.1709 | 1079.9607 | 2021.9056 | 1576.4994 | 1181.801 | 1492.7771 | 1161.7827 | 1505.4121 | 1855.4119 | 1361.5118 | 4819271.7101
1960 | 1251.2192 | 1053.6373 | 1087.4103 | 1318.4457 | 1105.0859 | 1101.744 | 1776.9379 | 1119.6145 | 1093.7287 | 2126.5815 | 1523.4612 | 1184.3885 | 1247.7646 | 1171.6066 | 4759173.7347
1961 | 1164.1384 | 861.9567 | 808.208 | 922.8624 | 852.1984 | 848.2299 | 1459.8216 | 1789.3272 | 1154.4106 | 1383.6467 | 967.1147 | 1734.7673 | 2119.6219 | 1053.0532 | 4641978.5923
1962 | 1002.4384 | 915.1266 | 762.4653 | 898.6099 | 793.373 | 873.2206 | 1439.1683 | 988.2813 | 866.2172 | 1672.1749 | 1606.8044 | 1231.5259 | 1154.311 | 1218.9676 | 4016959.0523
1963 | 1200.5591 | 1016.4513 | 780.6421 | 993.5204 | 909.9839 | 1047.1394 | 1516.7312 | 1215.7306 | 877.4016 | 1121.9709 | 1085.4642 | 1160.2865 | 1244.7881 | 1192.6454 | 4110598.0707
1964 | 1137.0741 | 1013.0492 | 898.9176 | 887.9918 | 797.4907 | 856.3945 | 1087.8693 | 1608.8979 | 841.531 | 1331.6872 | 1014.0534 | 1230.7891 | 1979.2977 | 1737.4259 | 4421573.3776
1965 | 1253.5653 | 1153.7354 | 952.1269 | 1022.8624 | 847.7158 | 1366.333 | 2207.733 | 1751.7676 | 1387.3139 | 1239.0674 | 1770.4249 | 1777.7211 | 1530.6986 | 1153.2485 | 5207626.3329
1966 | 1279.6126 | 1093.3349 | 850.642 | 976.1044 | 855.8464 | 951.1193 | 1322.1099 | 1271.4334 | 887.9004 | 1617.239 | 1176.2392 | 1095.84 | 1029.8921 | 1259.3732 | 4094580.7826
1967 | 1212.5653 | 889.1025 | 779.2222 | 873.0578 | 791.7357 | 910.4587 | 1759.4923 | 1547.0253 | 1076.8559 | 1347.8338 | 856.336 | 1291.7014 | 1850.7972 | 1723.0388 | 4607023.9184
1968 | 1354.2462 | 1093.0991 | 869.8208 | 954.5332 | 840.5121 | 940.4114 | 1486.0516 | 1550.3609 | 1123.4474 | 907.4719 | 936.9158 | 967.5361 | 1284.3832 | 1211.5924 | 4167484.5241
1969 | 1407.1412 | 1091.7244 | 991.9737 | 1042.8333 | 959.4151 | 1017.6926 | 2012.529 | 1540.3447 | 1241.4507 | 1626.99 | 1703.2431 | 2218.8928 | 1544.5035 | 1178.3476 | 5197045.9312
1970 | 985.5311 | 763.317 | 781.4047 | 937.601 | 791.3311 | 872.2411 | 1118.837 | 1606.964 | 977.7602 | 1025.7672 | 1079.9556 | 1204.015 | 1366.1962 | 1036.1852 | 3927942.5434
1971 | 997.3728 | 886.7031 | 774.831 | 860.5732 | 804.2733 | 1004.0457 | 1829.0752 | 1907.1007 | 1355.579 | 1797.5776 | 1685.4469 | 2359.9631 | 1848.5697 | 1450.7649 | 5260278.4954
1972 | 1380.9908 | 1280.895 | 918.0815 | 926.5446 | 846.1412 | 957.7149 | 1793.3437 | 1770.0925 | 2244.4841 | 1978.2768 | 1308.6002 | 2259.1066 | 2189.8598 | 1886.759 | 5859476.8425
1973 | 1411.445 | 1352.6038 | 939.3779 | 953.1786 | 815.0479 | 1040.1768 | 1126.7018 | 1005.8802 | 868.4458 | 855.5652 | 826.243 | 942.8557 | 935.1973 | 1018.9055 | 3712297.645
1974 | 961.0794 | 760.1151 | 745.3333 | 837.1785 | 862.7574 | 1230.3924 | 2425.6457 | 1976.5396 | 1816.1225 | 1763.4004 | 1936.7544 | 2244.2769 | 2512.4412 | 2016.3067 | 6043383.4668
1975 | 1244.8329 | 1178.6867 | 870.1682 | 866.0214 | 792.3733 | 901.9396 | 1311.7353 | 1450.6948 | 1360.5924 | 1291.2968 | 1151.5539 | 1484.2901 | 1607.2672 | 1752.4071 | 4633145.9691
1976 | 1026.8284 | 1017.7647 | 804.4529 | 1002.5509 | 994.959 | 1424.1867 | 2055.6239 | 1627.5094 | 1158.9524 | 1920.5628 | 1608.9149 | 2110.8884 | 1255.4563 | 1584.5058 | 5260765.3314
1977 | 1704.2573 | 1555.8076 | 1307.7806 | 915.7876 | 791.0386 | 899.3518 | 854.4694 | 989.9347 | 727.4156 | 841.471 | 905.4259 | 931.736 | 909.7705 | 893.9141 | 3659499.9465
1978 | 913.982 | 812.3016 | 710.6758 | 790.2514 | 840.6191 | 966.5346 | 1267.9242 | 1059.2015 | 1268.8252 | 1549.8157 | 1260.0175 | 1412.6089 | 1162.4603 | 1110.6099 | 4023522.4818
Average | 1108.7583 | 985.7038 | 833.5372 | 919.9126 | 851.2709 | 992.141 | 1401.2518 | 1330.5322 | 1100.3426 | 1372.22 | 1308.6774 | 1503.3158 | 1434.6111 | 1254.0406 | 4375203.3855

## HLH Prices
Heavy Load Hours
Average Martket Prices for 2002 in Mills/KW-Hr
Water Year | AUG1 | AUG2 | SEP | OCT | NOV | DEC | JAN | FEB | MAR | APR1 | APR2 | MAY | JUN | JUL
1929 | 49.9822 | 49.9822 | 45.6865 | 31.58 | 46.0183 | 46.9446 | 64.3405 | 51.2709 | 46.6207 | 36.6688 | 36.6688 | 39.5792 | 36.0338 | 53.9138
1930 | 71.8197 | 71.8197 | 47.624 | 35.6722 | 46.0943 | 48.6909 | 64.9222 | 48.9061 | 46.8064 | 32.8812 | 32.8812 | 40.7275 | 50.5593 | 54.0067
1931 | 67.2976 | 67.2976 | 48.3686 | 35.8483 | 47.0345 | 49.0594 | 71.1755 | 73.3612 | 46.7731 | 36.2357 | 36.2357 | 35.4934 | 47.9931 | 56.3316
1932 | 73.8824 | 73.8824 | 48.9586 | 36.0457 | 46.8931 | 49.7191 | 74.1723 | 50.0184 | 35.952 | 22.4022 | 22.4022 | 23.0696 | 25.2893 | 41.5407
1933 | 59.3346 | 59.3346 | 45.5917 | 31.9934 | 40.3982 | 44.7374 | 31.6202 | 41.1819 | 39.9008 | 30.2749 | 30.2749 | 31.2099 | 9.0094 | 26.2525
1934 | 41.9339 | 41.9339 | 39.6185 | 27.7235 | 36.5194 | 31.9477 | 24.8815 | 28.3965 | 27.8898 | 19.6562 | 19.6562 | 24.5472 | 42.3615 | 66.5003
1935 | 83.6321 | 83.6321 | 48.6835 | 36.4707 | 42.0232 | 46.6505 | 32.2813 | 41.4513 | 37.9927 | 28.6528 | 28.6528 | 34.1916 | 30.5021 | 41.1771
1936 | 68.2778 | 68.2778 | 48.5663 | 33.9549 | 47.0353 | 49.1231 | 53.4812 | 47.9756 | 41.4041 | 28.6755 | 28.6755 | 16.0749 | 35.9142 | 46.207
1937 | 67.7132 | 67.7132 | 48.0148 | 35.2255 | 46.9084 | 48.4897 | 66.6222 | 54.5285 | 50.289 | 37.8307 | 37.8307 | 37.3385 | 45.8658 | 55.9627
1938 | 69.961 | 69.961 | 46.1663 | 34.4416 | 40.154 | 43.8719 | 35.0114 | 43.2372 | 31.0505 | 25.7411 | 25.7411 | 18.9201 | 23.4274 | 46.0386
1939 | 78.6536 | 78.6536 | 47.1521 | 32.0997 | 46.1383 | 47.0314 | 57.2341 | 40.6947 | 37.6029 | 27.7229 | 27.7229 | 31.215 | 48.8448 | 42.7003
1940 | 68.2806 | 68.2806 | 47.2572 | 32.2635 | 45.2743 | 46.7666 | 49.8989 | 42.142 | 31.3903 | 27.8459 | 27.8459 | 36.177 | 55.318 | 60.9781
1941 | 71.3497 | 71.3497 | 47.0503 | 32.3293 | 46.91 | 48.28 | 53.5485 | 54.4561 | 39.8975 | 36.7444 | 36.7444 | 38.543 | 43.8968 | 66.5084
1942 | 79.315 | 79.315 | 47.685 | 32.5828 | 43.8578 | 40.4967 | 37.417 | 41.7439 | 46.5809 | 34.9034 | 34.9034 | 32.5576 | 32.7104 | 37.8328
1943 | 49.8593 | 49.8593 | 44.2275 | 32.814 | 44.0085 | 46.1564 | 35.4517 | 35.8196 | 30.702 | 17.7806 | 17.7806 | 20.774 | 18.8576 | 33.1982
1944 | 47.3607 | 47.3607 | 46.3635 | 31.6391 | 46.0118 | 45.9511 | 61.3056 | 47.0837 | 49.3987 | 37.1041 | 37.1041 | 39.526 | 46.3232 | 65.5819
1945 | 78.6517 | 78.6517 | 47.3324 | 35.43 | 46.1398 | 51.0706 | 65.8474 | 62.5644 | 46.7743 | 36.421 | 36.421 | 29.0683 | 35.3089 | 44.2173
1946 | 66.0727 | 66.0727 | 45.9628 | 34.4787 | 43.8484 | 42.9617 | 30.6811 | 41.8313 | 33.235 | 23.7358 | 23.7358 | 17.7748 | 21.3071 | 39.7429
1947 | 57.2474 | 57.2474 | 42.4132 | 31.1324 | 40.6801 | 39.7673 | 28.9524 | 29.9648 | 34.5079 | 25.5112 | 25.5112 | 19.2211 | 25.3668 | 42.5028
1948 | 57.2079 | 57.2079 | 44.1624 | 25.3698 | 37.8954 | 42.359 | 28.7074 | 38.8521 | 38.7423 | 26.8867 | 26.8867 | 9.003 | 9.0094 | 32.7164
1949 | 41.4588 | 41.4588 | 38.2131 | 30.8534 | 43.8459 | 47.8019 | 40.862 | 42.5106 | 24.1274 | 22.3522 | 22.3522 | 17.272 | 27.3103 | 63.7191
1950 | 82.1538 | 82.1538 | 47.2762 | 33.3094 | 43.7735 | 43.3132 | 31.5485 | 38.4078 | 26.7342 | 21.338 | 21.338 | 22.2079 | 9.0094 | 30.8808
1951 | 46.3005 | 46.3005 | 40.6411 | 27.9242 | 36.3707 | 35.1783 | 26.4354 | 25.8132 | 28.1873 | 20.2512 | 20.2512 | 17.8335 | 30.8003 | 33.4687
1952 | 45.57 | 45.57 | 40.8804 | 26.9131 | 39.3983 | 40.8838 | 29.7942 | 39.2805 | 36.2888 | 20.995 | 20.995 | 10.4427 | 20.7786 | 44.126
1953 | 58.6653 | 58.6653 | 46.9595 | 33.7992 | 46.0221 | 47.6478 | 44.9358 | 27.2065 | 33.046 | 34.0689 | 34.0689 | 27.864 | 14.1939 | 33.4326
1954 | 46.1482 | 46.1482 | 41.8872 | 31.0445 | 40.3668 | 43.9379 | 36.9589 | 26.433 | 34.4935 | 26.0519 | 26.0519 | 21.0076 | 15.7167 | 30.7047
1955 | 38.8403 | 38.8403 | 32.403 | 30.0796 | 38.6554 | 44.0816 | 41.3777 | 41.8669 | 47.6912 | 33.1254 | 33.1254 | 35.6513 | 9.8282 | 25.378
1956 | 44.0768 | 44.0768 | 40.9418 | 28.5017 | 37.579 | 37.749 | 25.8798 | 29.8139 | 27.785 | 20.4301 | 20.4301 | 9.003 | 9.0094 | 33.0234
1957 | 44.1482 | 44.1482 | 42.6544 | 30.2794 | 43.5808 | 43.0288 | 40.6416 | 31.3629 | 34.6956 | 23.421 | 23.421 | 9.003 | 12.2408 | 47.6253
1958 | 66.3227 | 66.3227 | 46.3533 | 32.306 | 46.0276 | 46.3925 | 39.4145 | 27.5657 | 37.9742 | 27.4661 | 27.4661 | 9.003 | 18.2223 | 52.0762
1959 | 66.0422 | 66.0422 | 45.6942 | 31.0978 | 38.8534 | 40.944 | 26.8002 | 30.277 | 33.0843 | 26.363 | 26.363 | 23.6525 | 15.9216 | 33.2978
1960 | 46.4942 | 46.4942 | 32.0797 | 24.0167 | 35.7724 | 40.9589 | 30.3888 | 40.701 | 33.536 | 20.1987 | 20.1987 | 29.9576 | 30.3741 | 40.1789
1961 | 53.553 | 53.553 | 44.7804 | 31.2119 | 40.215 | 48.7991 | 34.1405 | 28.4816 | 32.7964 | 31.3558 | 31.3558 | 21.148 | 16.0815 | 43.2739
1962 | 59.3487 | 59.3487 | 47.3693 | 31.4037 | 46.8975 | 48.1892 | 34.7262 | 44.5319 | 39.3002 | 22.297 | 22.297 | 29.1584 | 37.0574 | 39.0495
1963 | 49.7141 | 49.7141 | 46.643 | 30.3704 | 38.8339 | 40.9597 | 32.8703 | 39.5403 | 39.4171 | 29.3577 | 29.3577 | 32.5798 | 30.5177 | 40.3711
1964 | 51.8715 | 51.8715 | 39.6468 | 31.7285 | 43.5997 | 48.0566 | 41.7348 | 34.444 | 41.7572 | 30.3099 | 30.3099 | 29.6551 | 9.573 | 30.2287
1965 | 43.1186 | 43.1186 | 37.8216 | 29.449 | 40.3092 | 35.4919 | 25.4139 | 27.8023 | 28.7151 | 23.0503 | 23.0503 | 16.2791 | 13.3188 | 39.2469
1966 | 45.1154 | 45.1154 | 40.8938 | 30.6442 | 40.402 | 44.066 | 35.3374 | 40.0891 | 39.1694 | 24.7194 | 24.7194 | 34.9082 | 39.193 | 37.2214
1967 | 53.7294 | 53.7294 | 46.0024 | 32.1619 | 44.3186 | 44.1728 | 29.5406 | 30.3672 | 36.0455 | 32.4985 | 32.4985 | 30.0938 | 12.1236 | 31.7325
1968 | 46.0911 | 46.0911 | 40.4873 | 30.3081 | 40.4377 | 44.0564 | 31.4879 | 29.726 | 31.5997 | 36.0198 | 36.0198 | 37.9766 | 29.6906 | 38.9569
1969 | 44.2776 | 44.2776 | 35.0951 | 28.0261 | 37.6872 | 41.5262 | 26.7608 | 29.9696 | 31.6147 | 20.4944 | 20.4944 | 9.003 | 15.626 | 40.5887
1970 | 67.1273 | 67.1273 | 45.787 | 30.9504 | 44.4317 | 47.5816 | 41.8229 | 30.7474 | 37.8873 | 33.8943 | 33.8943 | 28.8243 | 24.625 | 45.3778
1971 | 62.2661 | 62.2661 | 46.9374 | 32.3447 | 44.4065 | 43.1686 | 26.5848 | 24.9874 | 27.7948 | 22.1681 | 22.1681 | 9.1559 | 9.0094 | 31.4303
1972 | 40.27 | 40.27 | 38.3337 | 30.9729 | 40.2343 | 43.552 | 26.8812 | 26.0748 | 20.9148 | 20.7251 | 20.7251 | 10.7689 | 9.0094 | 28.7735
1973 | 38.7881 | 38.7881 | 37.8802 | 30.9603 | 43.6615 | 42.094 | 41.5018 | 42.7238 | 39.3237 | 36.994 | 36.994 | 39.0373 | 46.542 | 53.8728
1974 | 71.9909 | 71.9909 | 47.4368 | 34.548 | 40.2296 | 38.606 | 22.4991 | 24.1851 | 22.942 | 19.5976 | 19.5976 | 13.4402 | 9.0094 | 23.5926
1975 | 42.2108 | 42.2108 | 39.7431 | 32.3471 | 44.101 | 44.8093 | 35.437 | 37.0688 | 28.8779 | 29.3585 | 29.3585 | 26.4523 | 11.9801 | 29.4788
1976 | 51.4779 | 51.4779 | 42.7008 | 29.121 | 37.1598 | 31.3435 | 25.8331 | 28.4713 | 33.2707 | 21.0085 | 21.0085 | 13.0403 | 29.6925 | 32.5424
1977 | 35.4592 | 35.4592 | 31.1888 | 31.0774 | 46.1447 | 46.7804 | 56.4279 | 44.2446 | 50.4199 | 37.2682 | 37.2682 | 39.9476 | 48.3966 | 66.8798
1978 | 79.0273 | 79.0273 | 50.7011 | 35.6208 | 46.0779 | 44.8029 | 38.4819 | 43.2169 | 30.6679 | 25.2028 | 25.2028 | 26.855 | 35.749 | 39.4795
50 Yr Average | 57.3898 | 57.3898 | 43.6464 | 31.6493 | 42.5847 | 44.001 | 39.8014 | 38.4678 | 36.0734 | 27.7211 | 27.7211 | 25.1247 | 26.49 | 42.2784
HLH PF Price consistent with BPA Revenue Requirement (Slice) of $1,703,316,200
| AUG1 | AUG2 | SEP | OCT | NOV | DEC | JAN | FEB | MAR | APR1 | APR2 | MAY | JUN | JUL
PF Rate | 32.02 | 32.02 | 22.94 | 16.27 | 22 | 22.65 | 20.12 | 18.58 | 16.83 | 13.18 | 13.18 | 13.13 | 16.45 | 21.63
|  | AUG | SEP | OCT | NOV | DEC | JAN | FEB | MAR | APR | MAY | JUN | JUL
HLH PF Rate ($/MW-Hr) |  | 32.02 | 22.94 | 16.27 | 22 | 22.65 | 20.12 | 18.58 | 16.83 | 13.18 | 13.13 | 16.45 | 21.63
Demand Charge $/kW-Mo |  | 2.31 | 2.31 | 1.76 | 2.31 | 2.31 | 2.16 | 2.03 | 1.82 | 1.45 | 1.43 | 1.79 | 2.31

## LLH Prices
Light Load Hours
Average Market Prices for 2002 in Mills/KW-Hr
Water Year | AUG1 | AUG2 | SEP | OCT | NOV | DEC | JAN | FEB | MAR | APR1 | APR2 | MAY | JUN | JUL
1929 | 30.881 | 30.881 | 30.5813 | 17.5928 | 39.3407 | 33.547 | 51.6628 | 36.3522 | 25.4596 | 19.8965 | 19.8965 | 16.908 | 16.304 | 33.4274
1930 | 38.6777 | 38.6777 | 31.5367 | 21.4279 | 39.5467 | 36.2506 | 54.1693 | 34.0792 | 25.7908 | 14.5567 | 14.5567 | 17.8334 | 22.8324 | 33.3926
1931 | 37.6999 | 37.6999 | 31.7321 | 21.2463 | 39.617 | 37.5801 | 64.0373 | 68.7045 | 25.8929 | 19.3343 | 19.3343 | 11.7045 | 22.5962 | 33.7912
1932 | 38.6159 | 38.6159 | 31.5698 | 21.4173 | 39.6833 | 39.6614 | 66.5914 | 35.736 | 17.2091 | 5.0023 | 5.0023 | 6.252 | 7.9571 | 30.4801
1933 | 35.7294 | 35.7294 | 30.5394 | 17.5625 | 28.4432 | 28.4014 | 16.4362 | 24.7016 | 22.929 | 12.6446 | 12.6446 | 10.8444 | 4.9931 | 18.6664
1934 | 29.4179 | 29.4179 | 29.7517 | 13.895 | 21.3534 | 17.3568 | 11.0193 | 13.0689 | 12.8229 | 5.0023 | 5.0023 | 4.9978 | 19.435 | 37.3328
1935 | 38.4478 | 38.4478 | 31.7549 | 21.3867 | 34.321 | 33.7318 | 17.136 | 25.5438 | 19.686 | 11.5809 | 11.5809 | 10.8736 | 10.0432 | 29.6584
1936 | 37.8192 | 37.8192 | 31.551 | 19.5061 | 39.6504 | 37.6236 | 37.9389 | 32.1789 | 23.1938 | 12.483 | 12.483 | 5.3612 | 16.0522 | 32.0196
1937 | 37.8064 | 37.8064 | 31.4648 | 21.2803 | 39.732 | 36.5651 | 58.0809 | 39.1136 | 28.2024 | 22.0458 | 22.0458 | 13.1698 | 21.1555 | 33.6632
1938 | 38.1826 | 38.1826 | 30.5143 | 19.6086 | 27.7079 | 26.9709 | 19.5785 | 27.5815 | 13.993 | 12.1477 | 12.1477 | 4.9978 | 7.089 | 32.0335
1939 | 38.6901 | 38.6901 | 31.2776 | 17.5726 | 39.3626 | 33.547 | 43.21 | 24.502 | 18.9838 | 12.2109 | 12.2109 | 11.0897 | 22.9447 | 30.8237
1940 | 37.8617 | 37.8617 | 31.5185 | 18.464 | 39.0838 | 33.4787 | 32.8696 | 25.7954 | 14.1655 | 13.3942 | 13.3942 | 12.7707 | 25.5684 | 34.7681
1941 | 38.647 | 38.647 | 30.5607 | 18.4824 | 39.7238 | 35.7294 | 38.1106 | 38.3732 | 22.496 | 19.9218 | 19.9218 | 15.052 | 19.736 | 37.3967
1942 | 38.7144 | 38.7144 | 31.0604 | 18.9902 | 37.3693 | 23.0937 | 22.2287 | 25.5799 | 25.7744 | 16.2278 | 16.2278 | 10.4442 | 12.9745 | 27.7075
1943 | 31.1508 | 31.1508 | 30.3957 | 19.0435 | 37.3463 | 30.3141 | 19.8669 | 17.964 | 14.6987 | 5.0023 | 5.0023 | 4.9978 | 4.9931 | 22.7135
1944 | 31.0087 | 31.0087 | 30.6434 | 17.5223 | 39.3407 | 31.346 | 46.3002 | 31.5915 | 27.7535 | 20.9262 | 20.9262 | 16.4569 | 21.3617 | 37.1416
1945 | 38.6758 | 38.6758 | 30.8472 | 21.4037 | 39.5871 | 42.8037 | 57.8201 | 51.0247 | 25.7428 | 19.6008 | 19.6008 | 11.0298 | 14.1456 | 31.0243
1946 | 37.2171 | 37.2171 | 30.4903 | 19.9458 | 37.2207 | 25.3968 | 15.9768 | 26.0775 | 15.3843 | 8.824 | 8.824 | 4.9978 | 4.9931 | 28.7873
1947 | 35.206 | 35.206 | 30.1049 | 17.2345 | 29.9426 | 21.5952 | 13.9284 | 14.9196 | 16.3275 | 12.0021 | 12.0021 | 4.9978 | 7.8196 | 30.7283
1948 | 35.23 | 35.23 | 30.5994 | 11.0641 | 23.5445 | 25.7821 | 13.7195 | 18.9032 | 21.2541 | 11.2401 | 11.2401 | 4.9978 | 4.9931 | 22.2458
1949 | 28.8713 | 28.8713 | 29.2813 | 16.0354 | 35.4778 | 34.7799 | 25.3641 | 25.7055 | 10.255 | 6.3485 | 6.3485 | 5.8493 | 8.1423 | 36.9101
1950 | 38.6558 | 38.6558 | 31.6109 | 18.9534 | 37.1847 | 25.929 | 16.0852 | 18.816 | 12.479 | 5.0023 | 5.0023 | 4.9978 | 4.9931 | 20.8903
1951 | 30.7073 | 30.7073 | 29.7504 | 13.7039 | 20.4474 | 18.5407 | 12.3139 | 12.2875 | 12.6174 | 5.0023 | 5.0023 | 4.9978 | 10.6581 | 23.7642
1952 | 30.7763 | 30.7763 | 29.6812 | 11.8293 | 27.6305 | 24.4353 | 15.24 | 19.5982 | 17.6024 | 5.0023 | 5.0023 | 4.9978 | 6.0503 | 31.3093
1953 | 35.6225 | 35.6225 | 31.6739 | 19.2387 | 39.3449 | 33.5188 | 27.8479 | 13.4169 | 15.3293 | 15.9281 | 15.9281 | 8.8302 | 4.9931 | 23.8172
1954 | 30.5817 | 30.5817 | 29.7381 | 15.9291 | 29.4725 | 26.8228 | 21.9755 | 12.1808 | 17.0066 | 12.2867 | 12.2867 | 4.9978 | 4.9931 | 19.8966
1955 | 27.9688 | 27.9688 | 22.0797 | 14.1226 | 24.3672 | 28.0375 | 25.1443 | 25.8074 | 25.7933 | 14.6353 | 14.6353 | 11.7868 | 4.9931 | 17.5167
1956 | 30.0563 | 30.0563 | 29.4941 | 13.9063 | 22.8399 | 20.3639 | 12.3461 | 15.0624 | 12.7454 | 5.0023 | 5.0023 | 4.9978 | 4.9931 | 23.2161
1957 | 30.358 | 30.358 | 30 | 14.2922 | 37.2025 | 25.5061 | 25.0116 | 15.4238 | 16.319 | 6.0795 | 6.0795 | 4.9978 | 4.9931 | 32.3539
1958 | 37.4387 | 37.4387 | 30.7759 | 17.7675 | 39.3518 | 32.9316 | 23.7864 | 12.423 | 20.3472 | 12.2935 | 12.2935 | 4.9978 | 4.9931 | 32.7044
1959 | 37.2171 | 37.2171 | 30.6475 | 16.758 | 24.9351 | 24.4189 | 14.0167 | 15.0107 | 15.1235 | 11.8046 | 11.8046 | 4.9978 | 4.9931 | 23.4102
1960 | 31.2565 | 31.2565 | 21.3911 | 10.1229 | 19.9481 | 24.7042 | 16.0344 | 24.2827 | 15.3569 | 5.0023 | 5.0023 | 11.5764 | 9.7272 | 28.9762
1961 | 33.0289 | 33.0289 | 30.4002 | 16.8397 | 28.2486 | 36.7533 | 18.2209 | 12.7497 | 15.4827 | 13.2635 | 13.2635 | 4.9978 | 4.9931 | 30.9971
1962 | 35.7294 | 35.7294 | 31.7771 | 17.2951 | 39.7522 | 35.0545 | 19.0991 | 29.4732 | 21.8818 | 5.0023 | 5.0023 | 11.3206 | 15.214 | 28.7991
1963 | 30.895 | 30.895 | 30.9529 | 14.6191 | 24.5223 | 24.5192 | 16.9097 | 20.2351 | 21.8093 | 13.0082 | 13.0082 | 10.3937 | 9.8764 | 29.5324
1964 | 32.2087 | 32.2087 | 29.4044 | 17.5684 | 37.2433 | 34.6672 | 25.1495 | 17.4574 | 23.6868 | 12.8305 | 12.8305 | 11.0539 | 4.9931 | 19.7229
1965 | 30.296 | 30.296 | 28.631 | 13.9993 | 28.5345 | 19.1971 | 11.7763 | 12.7575 | 13.7247 | 7.8762 | 7.8762 | 4.9978 | 4.9931 | 28.7654
1966 | 30.3838 | 30.3838 | 29.4851 | 15.4726 | 28.8643 | 26.8894 | 19.7439 | 20.4728 | 21.2875 | 10.7164 | 10.7164 | 10.6927 | 16.8528 | 27.5842
1967 | 32.8247 | 32.8247 | 30.5694 | 17.5973 | 38.8561 | 28.2504 | 14.4869 | 16.2193 | 17.5328 | 14.6672 | 14.6672 | 9.0225 | 4.9931 | 21.5752
1968 | 30.8795 | 30.8795 | 29.6882 | 14.9504 | 29.0537 | 26.8837 | 16.4362 | 13.9033 | 14.777 | 17.1644 | 17.1644 | 14.7255 | 8.3686 | 28.5182
1969 | 30.3787 | 30.3787 | 26.3747 | 14.0372 | 23.207 | 25.1105 | 13.3933 | 14.5791 | 14.5361 | 5.0023 | 5.0023 | 4.9978 | 4.9931 | 29.5809
1970 | 37.7006 | 37.7006 | 30.6481 | 15.92 | 38.9124 | 34.1086 | 25.3948 | 15.2001 | 19.5409 | 15.3277 | 15.3277 | 10.7579 | 5.3246 | 31.898
1971 | 36.7143 | 36.7143 | 31.552 | 17.8741 | 38.9942 | 25.5615 | 12.7286 | 12.2934 | 13.488 | 5.0023 | 5.0023 | 4.9978 | 4.9931 | 20.985
1972 | 28.1926 | 28.1926 | 29.2772 | 16.117 | 28.5172 | 26.9089 | 13.2247 | 12.1012 | 8.1921 | 5.0023 | 5.0023 | 4.9978 | 4.9931 | 19.0596
1973 | 27.9977 | 27.9977 | 28.3954 | 15.9113 | 35.9982 | 25.1362 | 25.4877 | 26.4866 | 21.3462 | 19.9826 | 19.9826 | 15.8039 | 21.4376 | 33.3192
1974 | 38.6979 | 38.6979 | 31.398 | 20.6325 | 30.3621 | 20.0744 | 11.8207 | 12.8934 | 11.7029 | 5.0023 | 5.0023 | 4.9978 | 4.9931 | 16.9453
1975 | 29.4147 | 29.4147 | 29.7307 | 18.374 | 38.7913 | 28.5173 | 20.2301 | 18.6767 | 13.0843 | 13.0769 | 13.0769 | 5.2197 | 4.9931 | 19.2687
1976 | 31.8988 | 31.8988 | 30.1509 | 13.841 | 21.9361 | 15.5956 | 12.2896 | 13.3127 | 15.6076 | 5.0023 | 5.0023 | 4.9978 | 9.4619 | 21.4729
1977 | 23.8016 | 23.8016 | 19.2006 | 17.2269 | 39.5363 | 33.1204 | 42.0329 | 29.3863 | 28.1502 | 21.4128 | 21.4128 | 16.9149 | 22.5856 | 37.5329
1978 | 38.8075 | 38.8075 | 31.7306 | 21.4951 | 39.3172 | 28.773 | 23.1293 | 27.5398 | 14.1628 | 9.9927 | 9.9927 | 6.6332 | 12.9306 | 29.2257
50 Yr Average | 33.9008 | 33.9008 | 29.8797 | 17.1415 | 33.2153 | 28.9177 | 25.548 | 22.9509 | 18.3746 | 11.5553 | 11.5553 | 8.7065 | 10.59 | 28.147
LLH PF Price consistent with BPA Revenue Requirement (Slice) of $1,703,316,200
| AUG1 | AUG2 | SEP | OCT | NOV | DEC | JAN | FEB | MAR | APR1 | APR2 | MAY | JUN | JUL
PF Rate | 17.93 | 17.93 | 18.79 | 11.76 | 17.71 | 17.37 | 14.14 | 13.14 | 11.42 | 8.82 | 8.82 | 7.25 | 8.8 | 14.69
|  | AUG | SEP | OCT | NOV | DEC | JAN | FEB | MAR | APR | MAY | JUN | JUL
LLH PF Rate ($/MW-Hr) |  | 17.93 | 18.79 | 11.76 | 17.71 | 17.37 | 14.14 | 13.14 | 11.42 | 8.82 | 7.25 | 8.8 | 14.69

## Demand Change
Change in HLH deliveries in MW-Hrs (Slice case minus Non-Slice case)
HLH | Aug I | Aug II | Sep | Oct | Nov | Dec | Jan | Feb | Mar | Apr I | Apr II | May | Jun | Jul | Total
1929 | 173593.1009 | 70567.947 | -5952.1707 | 127473.7133 | -40148.5123 | -49525.5732 | -203933.5816 | -143574.7262 | -139982.6449 | -73166.372 | -8377.4691 | 163249.776 | 357581.7701 | 257005.4328 | 484810.69
1930 | 62853.5625 | 53643.8039 | -2351.5266 | 77615.4602 | 18866.8045 | -32809.9935 | -198820.9724 | -182966.7432 | -159618.8967 | -27975.2209 | 99374.1595 | 119965.1478 | 180145.5979 | 284564.2022 | 292485.3849
1931 | 92124.4122 | 72062.5843 | -42846.1249 | 66582.6028 | 24781.5625 | -8925.6856 | -263498.5877 | -271811.2073 | -162058.5082 | 12777.5126 | -36151.4566 | 353463.3991 | 226458.2837 | 304432.431 | 367391.218
1932 | 71998.3415 | 41699.9431 | -50342.0178 | 75433.2541 | 17851.935 | -78927.3037 | -256025.6934 | -169853.8996 | 107115.5695 | 143510.6742 | 116698.4972 | 531359.8253 | 545127.8288 | 394622.5741 | 1490269.5284
1933 | 106875.4142 | 90651.4034 | 21735.1929 | 133870.9968 | 1605.983 | -27782.4571 | 268111.6519 | 41009.1757 | -62876.8817 | 71174.9007 | -5676.8469 | 397109.1364 | 676279.5801 | 520324.7233 | 2232411.9727
1934 | 170213.9741 | 187141.0914 | 65114.3978 | 232579.1482 | 174731.2566 | 337636.0397 | 420014.7466 | 229592.2641 | 245442.7744 | 160914.7304 | 157645.4025 | 477947.3601 | 304349.2976 | 199533.2997 | 3362855.7831
1935 | 33509.2155 | 17377.5468 | -32101.9913 | 51726.4995 | -29726.8984 | -66373.1002 | 232154.1055 | -13536.7495 | 50912.9314 | 86330.2084 | 33361.8012 | 334584.6411 | 464046.2434 | 393862.24 | 1556126.6935
1936 | 119791.3462 | 23840.0008 | -23245.9503 | 102891.9756 | -12858.3715 | -36171.614 | -160823.5586 | -132521.7914 | -97521.9011 | -37307.0193 | 150184.1221 | 599595.747 | 358992.761 | 370381.0506 | 1225226.797
1937 | 79896.0573 | 55015.2569 | -1553.5565 | 79046.5002 | -5105.6285 | -43056.048 | -204410.2109 | -192902.8767 | -189135.4229 | -80881.0752 | -89028.3179 | 282421.0271 | 217887.1556 | 256027.8285 | 164220.6888
1938 | 85719.386 | 60132.9773 | 15729.1647 | 87980.0052 | 31238.3428 | 3308.9938 | 203744.6405 | -78205.9174 | 218181.6961 | 86521.8822 | 93513.1789 | 548428.1525 | 537087.9756 | 324481.4014 | 2217861.8797
1939 | 67371.2575 | 26305.4667 | -12666.9816 | 134149.0013 | -33070.1477 | -62240.6776 | -197238.345 | 22816.777 | 74089.5384 | 68655.8619 | 82162.3897 | 400858.8314 | 168716.1447 | 410754.9376 | 1150664.0541
1940 | 111523.6968 | 48389.1914 | -2963.4244 | 131375.5511 | 2111.6474 | -50061.1163 | -113547.3839 | -58430.7178 | 217787.8177 | 68354.7611 | 74226.1352 | 279829.7466 | 111563.5938 | 279428.5342 | 1099588.033
1941 | 81638.891 | 40518.3946 | 26202.3598 | 144411.9619 | -9654.2533 | -48547.0379 | -132986.1978 | -174114.4974 | -28733.2243 | -51643.923 | 17172.7767 | 242952.264 | 329675.4166 | 196155.5223 | 633048.4532
1942 | 64595.4837 | 44760.2305 | -15310.8992 | 131072.5051 | 28923.8244 | 182522.8525 | 200275.3854 | -6089.2701 | -149660.6754 | 17481.9798 | 36299.9126 | 391733.2414 | 428006.4921 | 450247.1293 | 1804858.192
1943 | 181481.1735 | 111864.6374 | 38565.0661 | 120316.5448 | -28940.0847 | -55893.2847 | 218214.6156 | 157971.1915 | 225222.4535 | 187093.5224 | 181525.9572 | 530486.4061 | 571829.0361 | 483516.2813 | 2923253.5158
1944 | 170702.2762 | 126429.9472 | -8387.9525 | 137365.4682 | -35189.0536 | -52749.3274 | -198070.566 | -120572.1537 | -189802.3313 | -72329.1652 | -26103.6206 | 212370.5628 | 263525.7052 | 189809.1983 | 396998.9876
1945 | 71678.3786 | 40357.2957 | -50820.4926 | 84552.4396 | 22610.6934 | -80284.2348 | -249488.8122 | -230919.1652 | -158436.7527 | -48077.5279 | -945.1574 | 442509.9561 | 393045.1313 | 382548.3707 | 618330.1226
1946 | 97077.1602 | 74860.9758 | 8111.0284 | 72208.4287 | -20861.0881 | 39368.1796 | 286304.6863 | -46937.3302 | 147452.4306 | 93761.1002 | 132615.4287 | 559632.6199 | 553157.2632 | 419920.4913 | 2416671.3746
1947 | 151256.3805 | 44598.322 | 38607.7109 | 136716.8077 | -9637.9112 | 172035.2145 | 339215.9054 | 226685.8386 | 127865.083 | 79510.2465 | 81382.2959 | 545596.0148 | 522047.5647 | 391958.8478 | 2847838.3214
1948 | 147749.0309 | 59954.3771 | 23444.6117 | 345185.7487 | 121154.2613 | 48826.4624 | 353545.5491 | 127296.4188 | 39330.9008 | 31422.8314 | 104954.1251 | 681324.4503 | 765251.2441 | 486461.3735 | 3335901.385
1949 | 176098.9433 | 196860.7131 | 79169.2961 | 168216.7664 | -23430.1099 | -61547.7537 | 101449.362 | -70925.0967 | 349288.8439 | 110163.5115 | 144117.3289 | 586665.3431 | 507668.5966 | 170138.8876 | 2433934.6322
1950 | 25654.9738 | 3780.3938 | -13557.7411 | 89544.1727 | -48565.9583 | 26989.2223 | 271541.0173 | 125683.1784 | 303574.5028 | 157314.9067 | 124531.2575 | 516480.5093 | 680600.7315 | 497637.4045 | 2761208.5712
1951 | 157768.5084 | 143818.8778 | 37683.0353 | 237390.0461 | 163096.1055 | 244379.833 | 393337.9176 | 303752.1548 | 258064.0657 | 147828.7358 | 142686.1145 | 559448.3576 | 445584.1687 | 465747.811 | 3700585.7315
1952 | 175778.2394 | 152370.6106 | 34813.7019 | 296698.6379 | 36163.0376 | 97079.7598 | 314314.9904 | 87964.6535 | 98277.3125 | 157686.4415 | 165770.4386 | 631131.3702 | 557215.1451 | 348210.0738 | 3153474.4128
1953 | 151106.1651 | 48704.3707 | -10508.2844 | 100144.9749 | -27577.8756 | -32238.8452 | -116139.7814 | 254538.9333 | 182395.8634 | 4258.1805 | 25943.4713 | 428141.3433 | 608406.7501 | 484596.0261 | 2101771.2921
1954 | 178042.3954 | 146169.2459 | 42742.4524 | 167166.8281 | 6588.8873 | -24367.0458 | 160030.9997 | 282390.0096 | 116511.1782 | 84122.8369 | 74416.5042 | 528110.4322 | 595317.8381 | 506165.8045 | 2863408.3667
1955 | 187668.9383 | 173312.3644 | 268931.3238 | 228879.7201 | 71824.6001 | -4266.4095 | 90422.0698 | -7285.5 | -157995.3819 | 30971.1144 | 43728.9362 | 295850.1453 | 653742 | 526839.1843 | 2402623.1053
1956 | 170256.106 | 169828.7878 | 51905.6041 | 209931.146 | 105491.8656 | 224020.3001 | 409588.3239 | 230477.7623 | 266290.7166 | 134011.4936 | 193141.3444 | 659526.7967 | 710206.6783 | 483270.5457 | 4017947.4711
1957 | 183983.7631 | 152467.4289 | 28726.9732 | 178215.4722 | -33854.3023 | 13408.209 | 69424.6293 | 170431.7209 | 106625.0833 | 145680.5781 | 50166.5582 | 692697.2193 | 621989.9632 | 331220.8832 | 2711184.1798
1958 | 106634.3535 | 54053.2939 | -59.911 | 119035.3116 | -37150.9566 | -54786.546 | 75470.0839 | 240312.7871 | 35299.4944 | 36875.3224 | 118563.4583 | 652763.0856 | 576444.7913 | 294132.7296 | 2217587.2979
1959 | 101712.0507 | 60675.2954 | -1593.2347 | 157457.8646 | 52059.5367 | 95357.4497 | 394809.6965 | 238201.4068 | 184708.9416 | 82828.1476 | 24170.8326 | 502175.8596 | 593825.2099 | 488447.4511 | 2974836.5081
1960 | 176172.3656 | 136703.1017 | 257655.7009 | 401093.7673 | 202019.497 | 131284.7534 | 297179.655 | 15516.7019 | 153256.4186 | 197115.4737 | 115308.3068 | 391767.4843 | 470604.9608 | 412818.1915 | 3358496.3785
1961 | 160155.7234 | 49665.9809 | 18168.9552 | 163004.098 | 17046.537 | -92084.0194 | 228079.0038 | 243897.398 | 177836.5467 | 74085.3851 | -5269.1744 | 526586.719 | 592479.3356 | 370495.3775 | 2524147.8664
1962 | 139970.7572 | 64486.3435 | -16511.7773 | 140419.1903 | -47593.6621 | -74497.2801 | 234688.9635 | -108558.5483 | -30966.0901 | 115235.5989 | 129530.0052 | 417674.1938 | 351825.6226 | 441816.4633 | 1757519.7805
1963 | 174091.9018 | 111441.4697 | -3777.3483 | 203668.5927 | 68001.0765 | 95453.6005 | 280352.7394 | 71643.4096 | -8492.7285 | 57829.2904 | 59212.3811 | 363223.692 | 483684.1231 | 421542.4318 | 2377874.6319
1964 | 166414.526 | 100714.696 | 72590.4059 | 131321.2576 | -34074.3198 | -81865.2149 | 55355.4483 | 169775.3498 | -92531.8628 | 71798.0058 | 12258.7925 | 396091.2402 | 657760.1353 | 508870.4292 | 2134478.889
1965 | 178216.8045 | 167723.7982 | 103461.437 | 233980.9276 | 24996.8205 | 254951.788 | 460184.7493 | 262461.4253 | 268879.2616 | 77476.9953 | 165212.0323 | 574262.6476 | 613757.8568 | 414834.266 | 3800400.8099
1966 | 175805.8924 | 157384.0251 | 39560.6247 | 191952.3136 | 30307.9709 | 6462.2907 | 212955.5244 | 127211.7207 | -15051.9873 | 133114.0922 | 42918.2723 | 345369.6595 | 296250.0312 | 442470.3678 | 2186710.7981
1967 | 169792.3036 | 56790.9289 | 3484.4681 | 126514.8499 | -34712.6057 | -40191.3847 | 293824.7263 | 227552.6753 | 126015.9649 | 47671.4544 | -53133.176 | 375075.3786 | 622848.473 | 489007.9943 | 2410542.0509
1968 | 166534.2011 | 156566.6625 | 56195.5803 | 173428.7943 | 8571.4722 | -1210.6638 | 268698.2605 | 216007.9224 | 178670.6825 | -25582.9264 | -8099.3245 | 201527.2215 | 489520.6023 | 425585.6767 | 2306414.1616
1969 | 175138.5065 | 159468.3998 | 165925.5366 | 244393.3325 | 118863.6106 | 74408.1581 | 413271.4412 | 254056.6666 | 215928.1621 | 139387.2651 | 183405.579 | 650470.9388 | 596109.2117 | 419466.9441 | 3810293.7527
1970 | 126194.1023 | 31920.5817 | -900.7524 | 171546.7202 | -35633.0349 | -72801.3846 | 25410.6567 | 197690.5827 | 72326.6881 | 2295.4158 | 35096.4069 | 409579.7186 | 528112.5759 | 340846.2097 | 1831684.4866
1971 | 129036.8582 | 56772.3818 | -18329.5665 | 114248.7325 | -49107.889 | 30665.9379 | 427482.4127 | 313485.483 | 279161.5617 | 134992.0703 | 116894.9809 | 643737.4403 | 695416.1135 | 515435.7558 | 3389892.2731
1972 | 178507.7056 | 186100.4412 | 82509.3091 | 161478.7451 | 6079.8689 | -5438.5415 | 402724.8627 | 317144.844 | 444618.3541 | 170032.2641 | 79111.4705 | 627984.2817 | 711478.4714 | 501842.7341 | 3864174.8108
1973 | 183655.4011 | 187542.7349 | 97674.1139 | 173356.8412 | -25293.3102 | 53482.2658 | 34609.3558 | -42894.448 | -13041.8114 | -63661.3785 | -43259.6465 | 189748.0233 | 249512.2694 | 321620.1607 | 1303050.5714
1974 | 108997.6772 | 29732.8067 | -40387.4389 | 96946.0204 | 20644.8691 | 216057.3155 | 465801.0343 | 315203.322 | 334856.34 | 156713.2395 | 176015.144 | 602057.2621 | 729985.409 | 556411.9852 | 3769034.9861
1975 | 174526.0298 | 167689.8448 | 57492.3651 | 117880.0962 | -37405.8477 | -52930.5569 | 201165.684 | 141665.1617 | 266699.3155 | 73669.7261 | 41242.9334 | 442825.6032 | 623905.1216 | 535988.5084 | 2754413.9851
1976 | 128731.7568 | 106045.9424 | 20539.9983 | 218837.3506 | 142170.5012 | 328470.0382 | 421777.6305 | 257685.0341 | 153864.4292 | 162723.6327 | 112640.5435 | 605726.6677 | 482618.9784 | 476349.9092 | 3618182.4129
1977 | 201928.8064 | 179601.8825 | 320299.949 | 164379.7621 | -36520.6159 | -43714.762 | -168366.1377 | -92647.1995 | -230602.6418 | -81308.0979 | -9638.7123 | 197530.8607 | 234322.5783 | 195447.6453 | 830713.3172
1978 | 68467.8529 | 44536.127 | -79136.5115 | 63571.4996 | 11563.1117 | -29858.4919 | 143726.3192 | -81305.0669 | 224326.4436 | 104141.1599 | 70872.1272 | 419929.7147 | 358254.4627 | 408636.2876 | 1727725.0359
Average | 134773.843 | 94862.0185 | 32874.6942 | 154345.1689 | 16665.0648 | 26220.4462 | 144118.1803 | 72881.3813 | 87287.3525 | 67111.9969 | 70447.77 | 450591.5503 | 486284.4458 | 395838.6002 | 2234302.5129
Change in LLH deliveries in MW-Hrs (Slice case minus Non-Slice case)
LLH | Aug I | Aug II | Sep | Oct | Nov | Dec | Jan | Feb | Mar | Apr I | Apr II | May | Jun | Jul | Total
1929 | 84733.0976 | 49190.4679 | -33657.1791 | 29864.147 | -41331.4187 | -57168.5569 | -197818.8198 | -138965.657 | -108478.9193 | -19729.4421 | -12567.8186 | 60315.2452 | 172716.4691 | 150399.6207 | -62498.7639
1930 | 37919.7843 | 35173.5073 | -34080.1508 | 6281.7259 | -24688.1229 | -52190.6399 | -196298.8236 | -147655.2464 | -114528.5352 | -12847.8396 | 49287.8095 | 37315.1916 | 84057.5456 | 151850.0816 | -180403.7126
1931 | 47514.2609 | 47968.0991 | -42810.3817 | 4583.2874 | -22043.9667 | -53947.136 | -208727.1527 | -186668.2986 | -113833.2013 | 15818.3704 | -21892.4096 | 116777.7215 | 99213.7304 | 151920.5467 | -166126.5301
1932 | 41815.8459 | 27292.7378 | -47909.8278 | 5658.1845 | -24566.0347 | -67253.6322 | -211243.136 | -143458.8846 | -21614.9784 | 113948.5716 | 106230.8873 | 235890.1126 | 240494.2568 | 187812.21 | 443096.3128
1933 | 49147.0112 | 56927.9812 | -24093.6728 | 34731.0419 | -26016.8247 | -52309.8129 | 76042.123 | -51922.0575 | -94790.3602 | 77614.681 | 6019.2482 | 163463.6659 | 425971.0331 | 460855.3034 | 1101639.3608
1934 | 90435.0381 | 110920.0312 | 4942.5146 | 76999.0349 | 39711.1244 | 137423.3904 | 290744.6263 | 115765.0408 | 80271.7385 | 197794.8895 | 150527.0481 | 372401.5086 | 147429.9623 | 119373.64 | 1934739.5878
1935 | 21237.2527 | 13766.0293 | -44342.9609 | -4605.5277 | -34053.6451 | -61164.7993 | 43182.7575 | -90155.6088 | -66740.9794 | 106668.0899 | 18028.3612 | 131086.8257 | 207091.0944 | 210132.1433 | 450129.0328
1936 | 50577.2375 | 18373.7765 | -41541.0807 | 17582.8391 | -33192.2206 | -58755.577 | -173282.986 | -129368.9432 | -94188.4438 | -14497.2764 | 102910.8975 | 250164.2278 | 174489.4445 | 171296.5582 | 240568.4533
1937 | 45459.8921 | 37634.2595 | -30739.617 | 8444.3928 | -30635.0273 | -58878.9094 | -195175.2719 | -147309.3519 | -114779.5693 | -20664.7962 | -25710.4099 | 112241.8724 | 109695.3833 | 146196.464 | -164220.6888
1938 | 46397.7972 | 40473.2071 | -25295.0341 | 12536.9176 | -18881.4038 | -38726.3439 | -17739.8942 | -110432.0065 | 34655.6071 | 62007.1097 | 41970.7932 | 325907.878 | 231240.6197 | 164070.2268 | 748185.4738
1939 | 41194.1516 | 24464.8017 | -36280.4998 | 36754.1303 | -38181.4398 | -58166.2125 | -196699.0519 | -43565.072 | -53052.9959 | 35157.2638 | 38165.4703 | 136640.4251 | 81633.9484 | 200585.9622 | 168650.8816
1940 | 51108.3159 | 33321.0878 | -32314.4422 | 31502.373 | -29930.6854 | -57520.9386 | -165392.4735 | -89642.4548 | 6205.1636 | 35423.7636 | 42389.4395 | 103723.6767 | 62754.269 | 151082.3169 | 142709.4116
1941 | 45638.8389 | 27697.6322 | -20769.8899 | 39514.1612 | -30611.5229 | -55684.5261 | -168388.5978 | -151438.6085 | -94377.3027 | -24085.0833 | -5899.3292 | 93886.432 | 160190.9967 | 123891.6816 | -60435.1179
1942 | 40129.1118 | 32082.8226 | -33978.8858 | 39516.4629 | -14438.1241 | 33448.9682 | -23647.4738 | -83966.2346 | -104166.0283 | 9439.7262 | 8569.1267 | 134713.931 | 193034.2643 | 242565.2687 | 473302.9356
1943 | 96959.3652 | 61740.1869 | -11657.6156 | 29318.4987 | -34150.5745 | -53386.8105 | -13951.1121 | 244.4862 | 31323.0911 | 170749.6098 | 115387.3607 | 305354.8696 | 251802.1253 | 243125.7091 | 1192859.1898
1944 | 81926.2807 | 63876.9486 | -30083.3589 | 35993.8887 | -38836.0378 | -52400.049 | -193479.897 | -132448.3065 | -123013.6869 | -17816.038 | -17555.7959 | 75799.915 | 127149.4864 | 123924.454 | -96962.1966
1945 | 42780.9846 | 25467.0941 | -43932.9146 | 11289.3394 | -21740.1635 | -68324.73 | -209798.2482 | -165899.4714 | -111767.8007 | -19200.9759 | -9518.4349 | 160697.1716 | 190192.5374 | 180548.7594 | -39206.8526
1946 | 48380.9538 | 51974.2744 | -27173.7997 | 7831.8487 | -30848.9359 | -26341.3662 | 28699.6644 | -97881.2807 | -2065.5063 | 59943.7858 | 87630.463 | 381915.3918 | 250619.7441 | 206485.2782 | 939170.5153
1947 | 67813.4896 | 28668.5034 | -10820.6477 | 44467.3096 | -25475.5014 | 44634.2889 | 124323.3535 | 49477.9081 | -19145.5113 | 46966.6777 | 48599.7677 | 248721.0315 | 225131.7954 | 186218.5075 | 1059580.9726
1948 | 61321.1381 | 43282.7198 | -20941.0903 | 136351.5465 | 15730.6113 | -21721.1481 | 124377.287 | -11460.7138 | -55353.4185 | 38206.0569 | 75328.841 | 466045.1136 | 631868.431 | 362151.7758 | 1845187.1502
1949 | 90302.2676 | 110926.8063 | 12055.3551 | 55274.4854 | -34228.1565 | -58484.924 | -65010.4245 | -107560.7286 | 136474.5328 | 75128.6197 | 113199.5862 | 241463.3966 | 222634.7232 | 112654.0749 | 904829.6143
1950 | 16314.1642 | 11758.2647 | -34774.3007 | 15737.9269 | -37978.8002 | -36680.2714 | 32214.4552 | -15723.1299 | 78147.2715 | 126293.9479 | 94184.3029 | 253744.3181 | 527568.3063 | 332753.2473 | 1363559.7028
1951 | 66187.2424 | 67028.8035 | -12122.5836 | 82192.8006 | 42914.3929 | 76262.1744 | 194662.8526 | 94010.7753 | 69849.6834 | 143444.8405 | 125864.3887 | 403183.7658 | 202128.184 | 276816.1754 | 1832423.4958
1952 | 90151.2514 | 71316.9057 | -13977.0582 | 108322.3577 | -18571.5015 | 3039.6123 | 103701.441 | -49528.7304 | -39839.7909 | 140401.3542 | 98933.9168 | 433108.0694 | 239672.1703 | 174531.9699 | 1341261.9676
1953 | 61881.8392 | 35095.3274 | -32513.9643 | 19159.6464 | -35223.6258 | -55206.081 | -147255.8162 | 122679.323 | 10800.4984 | 7889.7244 | 8242.2574 | 178312.7918 | 282316.4893 | 263267.0353 | 719445.4453
1954 | 94389.2752 | 67750.4916 | -10834.9516 | 52653.5893 | -25022.9671 | -44650.0103 | -52394.5436 | 168146.1287 | -35107.3179 | 60269.5323 | 42999.1907 | 320404.5451 | 477250.7268 | 351308.5638 | 1467162.253
1955 | 125554.8117 | 104090.8747 | 67304.0217 | 75418.2244 | -2751.5374 | -47235.8178 | -91661.1531 | -93051.3946 | -122985.8485 | 20225.0969 | 9083.1572 | 112741.0969 | 334190.9509 | 488497.8779 | 979420.361
1956 | 88591.7905 | 88888.8817 | -6553.1577 | 69769.8779 | 11476.073 | 81611.1402 | 206908.3269 | 44177.8644 | 79446.7972 | 113691.8643 | 160535.5151 | 517533.8215 | 476697.9503 | 285125.0666 | 2217901.8117
1957 | 99742.0256 | 69624 | -18047.9212 | 59439.1123 | -36277.5823 | -27585.4439 | -100565.5416 | 57751.3915 | -12639.2164 | 149553.3933 | 44669.5702 | 446265.0484 | 315971.832 | 163413.8789 | 1211314.547
1958 | 49336.2282 | 37894.2366 | -30156.435 | 29453.2833 | -37701.8447 | -54457.2331 | -90802.2917 | 122595.5221 | -61657.7703 | 18839.4148 | 62129.2354 | 333817.5236 | 259286.2229 | 158501.8788 | 797077.971
1959 | 49306.463 | 42331.7063 | -29620.4899 | 46394.2169 | -8466.7817 | 5625.5395 | 183854.3037 | 50058.6516 | 6485.1267 | 84910.0117 | 26512.1984 | 242044.3689 | 394362.7937 | 274401.0031 | 1368199.1121
1960 | 92662.5385 | 65926.4114 | 62511.6655 | 175336.3608 | 57475.379 | 12770.4409 | 107424.3666 | -81524.1969 | -20993.4233 | 191389.149 | 81487.3315 | 141885 | 209638.0242 | 212112.0896 | 1308101.1367
1961 | 79426.2511 | 35257.5088 | -22365.845 | 45585.0545 | -19402.4336 | -70382.1676 | 8484.0855 | 111353.0516 | -2060.6703 | 66576.1131 | -3077.3443 | 313603.1879 | 474682.6297 | 173226.5729 | 1190905.9943
1962 | 54847.864 | 43764.6931 | -36271.6383 | 37630.2084 | -37285.3457 | -62185.2354 | 2040.2553 | -119348.1695 | -91977.0088 | 115048.8502 | 94155.4972 | 156591.8589 | 181228.1233 | 227646.5016 | 565886.4543
1963 | 84962.2104 | 59976.6483 | -30745.8793 | 68760.8761 | -1835.6313 | -5139.8604 | 26239.8827 | -53842.7796 | -88487.4817 | 22614.5731 | 14911.7781 | 134365.1636 | 208733.1539 | 219012.8188 | 659525.4726
1964 | 75312.478 | 59432.3166 | 5209.8841 | 34147.4689 | -36033.5744 | -67704.1969 | -107565.0276 | 59389.4201 | -99679.1178 | 57846.9119 | 4057.3406 | 156361.9713 | 432024.0868 | 397700.818 | 970500.7796
1965 | 93019.1407 | 81942.1138 | 21385.5029 | 78385.0347 | -20765.1383 | 99555.6343 | 241832.4443 | 100535.8797 | 70605.1537 | 42286.7792 | 119025.815 | 327004.7818 | 295649.9523 | 206090.6408 | 1756553.7349
1966 | 96978.3279 | 72278.0225 | -9465.9013 | 63048.4286 | -18293.4454 | -36634.4672 | -34481.9627 | -37800.3513 | -85211.8406 | 105819.6057 | 28709.5793 | 114257.8666 | 143404.7718 | 240899.5506 | 643508.1846
1967 | 86787.1491 | 39600.8408 | -31177.5379 | 29249.1168 | -37783.104 | -49971.1288 | 101981.3676 | 41570.1052 | -26257.7274 | 60559.542 | -19915.708 | 175366.6286 | 392959.9296 | 392981.8468 | 1155951.3203
1968 | 108322.6411 | 72240.2958 | -3635.5544 | 55973.0688 | -22955.0648 | -40146.6306 | 16667.8577 | 42530.7637 | -11721.1921 | -13421.2567 | -7667.5656 | 74227.0345 | 220770.0871 | 225227.4414 | 716411.9261
1969 | 116362.6845 | 72020.3517 | 33498.9308 | 84935.5102 | 13191.456 | -14798.4166 | 180928.7972 | 39646.106 | 25095.8471 | 107457.7772 | 108814.1822 | 464650.3401 | 299846.6343 | 214323.1326 | 1745973.3332
1970 | 52277.9457 | 19475.1566 | -30514.0556 | 50419.3059 | -37906.0859 | -62506.5055 | -97903.0941 | 58832.4479 | -57175.5818 | 6452.3515 | 14074.4834 | 148008.4812 | 245641.2273 | 167693.869 | 476869.9454
1971 | 54077.8904 | 39216.9447 | -32512.4433 | 25154.1746 | -33971.6486 | -19274.5934 | 123691.2043 | 145271.822 | 60703.8645 | 136116.4931 | 106109.1534 | 508664.2717 | 392282.7589 | 303676.0052 | 1809205.8974
1972 | 112387.8245 | 102287.6437 | 11035.7036 | 46792.7949 | -21243.8261 | -34471.1129 | 112542.9857 | 105813.4607 | 338042.2692 | 166473.9699 | 48828.4509 | 477197.0475 | 496034.9444 | 446682.0886 | 2408404.2445
1973 | 117016.8536 | 113761.0428 | 17509.7967 | 55528.7566 | -30696.184 | -7423.587 | -95449.2731 | -114279.6927 | -91281.7013 | -22141.5789 | -24489.8387 | 66526.7552 | 114617.5703 | 162026.1276 | 261225.047
1974 | 48561.2814 | 18962.8637 | -41479.7564 | 17480.7067 | -16192.4824 | 54967.1387 | 309821.1993 | 165270.2258 | 204393.4429 | 130374.7321 | 144307.8886 | 472570.1799 | 594099.7172 | 489173.7314 | 2592310.8688
1975 | 91691.8177 | 85934.3153 | -3529.9332 | 26941.1821 | -37589.2553 | -52765.4026 | -37718.8406 | 13826.9323 | 62268.0448 | 51061.3258 | 24957.4144 | 235454.3126 | 318926.7978 | 402614.6601 | 1182073.3711
1976 | 58555.1299 | 60186.7901 | -23507.3919 | 71722.881 | 23996.782 | 118531.6527 | 194374.4111 | 64749.5198 | -643.6446 | 156778.0165 | 94476.2944 | 430952.9671 | 211976.2994 | 347543.0259 | 1809692.7334
1977 | 161524.3332 | 146273.6616 | 129504.2075 | 43264.5083 | -37995.0188 | -53614.2001 | -180385.7855 | -118871.9821 | -135283.0962 | -24509.407 | -12454.0299 | 63057.4212 | 106887.7975 | 121028.9389 | 208427.3485
1978 | 41402.49 | 27312.6916 | -52015.6228 | 2088.6402 | -22922.5393 | -31578.2416 | -51387.8959 | -98923.1378 | 33636.6876 | 94492.4972 | 41443.8893 | 213089.7627 | 183705.4982 | 192105.1645 | 572449.8838
Average | 71008.4812 | 55057.0556 | -14665.7578 | 44617.504 | -19684.3881 | -23179.3347 | -9789.6908 | -20779.9133 | -18929.897 | 64656.4278 | 48840.1849 | 241390.3197 | 266439.3498 | 239150.4461 | 924130.7875
Change in annual delivered energy in MW hours
Slice case minus Non-Slice case
| HLH | LLH | Sep: Total
1929 | 484810.69 | -62498.7639 | Sep: 422311.9261
1930 | 292485.3849 | -180403.7126 | Sep: 112081.6724
1931 | 367391.218 | -166126.5301 | Sep: 201264.6879
1932 | 1490269.5284 | 443096.3128 | Sep: 1933365.8412
1933 | 2232411.9727 | 1101639.3608 | Sep: 3334051.3335
1934 | 3362855.7831 | 1934739.5878 | Sep: 5297595.3709
1935 | 1556126.6935 | 450129.0328 | Sep: 2006255.7262
1936 | 1225226.797 | 240568.4533 | Sep: 1465795.2503
1937 | 164220.6888 | -164220.6888 | Sep: 0
1938 | 2217861.8797 | 748185.4738 | Sep: 2966047.3535
1939 | 1150664.0541 | 168650.8816 | Sep: 1319314.9357
1940 | 1099588.033 | 142709.4116 | Sep: 1242297.4446
1941 | 633048.4532 | -60435.1179 | Sep: 572613.3353
1942 | 1804858.192 | 473302.9356 | Sep: 2278161.1276
1943 | 2923253.5158 | 1192859.1898 | Sep: 4116112.7056
1944 | 396998.9876 | -96962.1966 | Sep: 300036.791
1945 | 618330.1226 | -39206.8526 | Sep: 579123.27
1946 | 2416671.3746 | 939170.5153 | Sep: 3355841.8899
1947 | 2847838.3214 | 1059580.9726 | Sep: 3907419.294
1948 | 3335901.385 | 1845187.1502 | Sep: 5181088.5352
1949 | 2433934.6322 | 904829.6143 | Sep: 3338764.2465
1950 | 2761208.5712 | 1363559.7028 | Sep: 4124768.274
1951 | 3700585.7315 | 1832423.4958 | Sep: 5533009.2274
1952 | 3153474.4128 | 1341261.9676 | Sep: 4494736.3805
1953 | 2101771.2921 | 719445.4453 | Sep: 2821216.7374
1954 | 2863408.3667 | 1467162.253 | Sep: 4330570.6196
1955 | 2402623.1053 | 979420.361 | Sep: 3382043.4663
1956 | 4017947.4711 | 2217901.8117 | Sep: 6235849.2828
1957 | 2711184.1798 | 1211314.547 | Sep: 3922498.7268
1958 | 2217587.2979 | 797077.971 | Sep: 3014665.269
1959 | 2974836.5081 | 1368199.1121 | Sep: 4343035.6202
1960 | 3358496.3785 | 1308101.1367 | Sep: 4666597.5152
1961 | 2524147.8664 | 1190905.9943 | Sep: 3715053.8607
1962 | 1757519.7805 | 565886.4543 | Sep: 2323406.2349
1963 | 2377874.6319 | 659525.4726 | Sep: 3037400.1045
1964 | 2134478.889 | 970500.7796 | Sep: 3104979.6686
1965 | 3800400.8099 | 1756553.7349 | Sep: 5556954.5447
1966 | 2186710.7981 | 643508.1846 | Sep: 2830218.9827
1967 | 2410542.0509 | 1155951.3203 | Sep: 3566493.3712
1968 | 2306414.1616 | 716411.9261 | Sep: 3022826.0877
1969 | 3810293.7527 | 1745973.3332 | Sep: 5556267.0859
1970 | 1831684.4866 | 476869.9454 | Sep: 2308554.432
1971 | 3389892.2731 | 1809205.8974 | Sep: 5199098.1704
1972 | 3864174.8108 | 2408404.2445 | Sep: 6272579.0554
1973 | 1303050.5714 | 261225.047 | Sep: 1564275.6184
1974 | 3769034.9861 | 2592310.8688 | Sep: 6361345.8549
1975 | 2754413.9851 | 1182073.3711 | Sep: 3936487.3562
1976 | 3618182.4129 | 1809692.7334 | Sep: 5427875.1463
1977 | 830713.3172 | 208427.3485 | Sep: 1039140.6657
1978 | 1727725.0359 | 572449.8838 | Sep: 2300174.9197
Average | 2234302.5129 | 924130.7875 | Sep: 3158433.3003